## Stations
Station | StationCount | UptimePct | Notes
YS Loading Gate | 1 | 0.1 | Auto-generated; counts/uptime updated from stats; overridable.
High Power Cal | 1 | 0.1 | Auto-generated; counts/uptime updated from stats; overridable.
ACLR-Test | 1 | 0.1 | Auto-generated; counts/uptime updated from stats; overridable.
Postponement | 1 | 0.1 | Auto-generated; counts/uptime updated from stats; overridable.
X-Mod | 1 | 0.1 | Auto-generated; counts/uptime updated from stats; overridable.
Align-X | 1 | 0.1 | Auto-generated; counts/uptime updated from stats; overridable.
SSA MINT | 1 | 0.1 | Auto-generated; counts/uptime updated from stats; overridable.
Modular Phase Noise | 1 | 0.1 | Auto-generated; counts/uptime updated from stats; overridable.
PNA-X | 1 | 0.1 | Auto-generated; counts/uptime updated from stats; overridable.
Peanuts Phase Noise | 1 | 0.9 | Auto-generated; counts/uptime updated from stats; overridable.
X-Mod2 | 1 | 0.1 | Auto-generated; counts/uptime updated from stats; overridable.
Hi Pot | 1 | 0.1 | Auto-generated; counts/uptime updated from stats; overridable.
VXG Channel | 1 | 0.1 | Auto-generated; counts/uptime updated from stats; overridable.
Racer Channel | 1 | 0.1 | Auto-generated; counts/uptime updated from stats; overridable.
Final EI | 1 | 0.1 | Auto-generated; counts/uptime updated from stats; overridable.
Turn On EI | 1 | 0.1 | Auto-generated; counts/uptime updated from stats; overridable.
6G Align-X | 1 | 0.1 | Auto-generated; counts/uptime updated from stats; overridable.
Transfer EI (YS loading) | 1 | 0.1 | Auto-generated; counts/uptime updated from stats; overridable.

## PlanSchema
Field | ColumnName
Project | <SHEET_NAME>
Scenario | (use UI override, e.g., Full)
StepID | Proc # (or generated)
StepName | Test Sequence
DurationMin | Test Time (HH:MM:SS or minutes)
StationResource | Station Type
Predecessors | (not present in file)

## StationMap
Pattern | Station | cnt | MatchType | Notes
ET43064 | YS Loading Gate | 1 | exact | Auto-derived from plan
ET52727 | High Power Cal | 8 | exact | Auto-derived from plan
ET54730 | ACLR-Test | 30 | exact | Auto-derived from plan
ET54791 | Postponement | 5 | exact | Auto-derived from plan
ET55857 | X-Mod | 3 | exact | Auto-derived from plan
ET55946 | Align-X | 27 | exact | Auto-derived from plan
ET56035 | SSA MINT | 1 | exact | Auto-derived from plan
ET56981 | Modular Phase Noise | 1 | exact | Auto-derived from plan
ET57033 | PNA-X | 61 | exact | Auto-derived from plan
ET57381 | Peanuts Phase Noise | 2 | exact | Auto-derived from plan
ET58116 | X-Mod2 | 3 | exact | Auto-derived from plan
ET53925 | Hi Pot | 1 | exact | Auto-derived from plan
Insert test plan: M9884A | VXG Channel | 1 | exact | Auto-derived from plan
Insert test plan: N5886A | Racer Channel | 1 | exact | Auto-derived from plan
TOEI | Turn On EI | 1 | exact | Auto-derived from plan
ET58097 | 6G Align-X | 1 | exact | Auto-derived from plan
HoldingBay6G |  | 1 | exact | Auto-derived from plan
Load6G |  | 1 | exact | Auto-derived from plan
SingTone6G |  | 1 | exact | Auto-derived from plan
Dist6G |  | 1 | exact | Auto-derived from plan
RCal6G |  | 1 | exact | Auto-derived from plan
FINEI | Final EI | 1 | exact | Auto-derived from plan
XFREI | Transfer EI (YS loading) | 1 | exact | Auto-derived from plan

## NonTestGroups
Field | Pattern | MatchType | Notes
Station | YS Loading Gate | contains | logistics/gate
Station | Postponement | contains | non-test deferral
TestName | LoadingGate | contains | logistics keyword
TestName | HoldingBay | contains | holding bay
Station | Transfer EI | contains | transfer/logistics
Station | PeaNuTS Pretest | contains | pretest step
TestName | Pretest | contains | generic pretest keyword
TestName | Gate | contains | generic gate keyword

## ManualETCapacity
Pattern | Count | UptimePct | Notes
ET57033 | 0 |  | PNA-X example
ET54730 | 0 |  | ACLR-Test example
ET52727 | 0 |  | High Power Cal example

## Tests
Project | Scenario | TestID | TestName | Station | TestTimeMin | DependsOn | Include | DependencyInfo
test_plan (2) |  | 2 | Hi Pot | Hi Pot | 0.66667 |  | TRUE
test_plan (2) |  | 2 | Download | Align-X | 0 |  | TRUE
test_plan (2) |  | 2 | Initialization | Align-X | 0 |  | TRUE
test_plan (2) |  | 3 | Initialization | Align-X | 0 |  | TRUE
test_plan (2) |  | 4 | Download | Align-X | 16.6 |  | TRUE
test_plan (2) |  | 3 | Functional Tests | Align-X | 22.8 |  | TRUE
test_plan (2) |  | 2 | Functional Tests | Align-X | 50.0333 |  | TRUE
test_plan (2) |  | 4 | Functional Tests | Align-X | 81.3333 |  | TRUE
test_plan (2) |  | 9 | Functional Tests | Align-X | 2.8167 |  | TRUE
test_plan (2) |  | 15 | Functional Tests | Align-X | 13.2833 |  | TRUE
test_plan (2) |  | 30 | Functional Tests | Align-X | 0 |  | TRUE
test_plan (2) |  | 31 | Functional Tests | Align-X | 0 |  | TRUE
test_plan (2) |  | 4 | Adjustments | PNA-X | 250.6667 |  | TRUE
test_plan (2) |  | 5 | Adjustments | PNA-X | 154 |  | TRUE
test_plan (2) |  | 6 | Adjustments | PNA-X | 661.1833 |  | TRUE
test_plan (2) |  | 112 | Phase Measurements | PNA-X | 109.35 |  | TRUE | Parent Group F
test_plan (2) |  | 212 | Phase Measurements | PNA-X | 97.7333 |  | TRUE | Parent Group G
test_plan (2) |  | 312 | Phase Measurements | PNA-X | 77.1667 |  | TRUE | Parent Group H
test_plan (2) |  | 13 | Adjustments | ACLR-Test | 269.25 |  | TRUE
test_plan (2) |  | 14 | Amplitude Accuracy | PNA-X | 10.7667 |  | TRUE
test_plan (2) |  | 13 | Amplitude Accuracy | PNA-X | 5.8167 |  | TRUE
test_plan (2) |  | 12 | Amplitude Accuracy | PNA-X | 3.9667 |  | TRUE
test_plan (2) |  | 2 | LoadingGateTest | YS Loading Gate | 2.2 |  | TRUE
test_plan (2) |  | 81 |  |  | 0 |  | TRUE
test_plan (2) |  | 5 | Functional Tests | PNA-X | 3.45 |  | TRUE
test_plan (2) |  | 4 | Amplitude Accuracy | PNA-X | 36.35 |  | TRUE | Parent Group I
test_plan (2) |  | 34 | Amplitude Accuracy | PNA-X | 9.95 | 4 | TRUE | Parent Group I
test_plan (2) |  | 44 | Amplitude Accuracy | PNA-X | 118.9667 | 4 | TRUE | Parent Group I
test_plan (2) |  | 64 | Amplitude Accuracy | PNA-X | 5.6833 | 4 | TRUE | Parent Group I
test_plan (2) |  | 74 | Amplitude Accuracy | PNA-X | 152.15 | 4 | TRUE | Parent Group I
test_plan (2) |  | 3 | Amplitude Accuracy | PNA-X | 23.3167 |  | TRUE | Parent Group J
test_plan (2) |  | 33 | Amplitude Accuracy | PNA-X | 5.3 | 3 | TRUE | Parent Group J
test_plan (2) |  | 43 | Amplitude Accuracy | PNA-X | 42.8 | 3 | TRUE | Parent Group J
test_plan (2) |  | 63 | Amplitude Accuracy | PNA-X | 5.8333 | 3 | TRUE | Parent Group J
test_plan (2) |  | 73 | Amplitude Accuracy | PNA-X | 46.7667 | 3 | TRUE | Parent Group J
test_plan (2) |  | 83 | Amplitude Accuracy | PNA-X | 9.7167 | 3 | TRUE | Parent Group J
test_plan (2) |  | 2 | Amplitude Accuracy | PNA-X | 25.5667 |  | TRUE | Parent Group K
test_plan (2) |  | 22 | Amplitude Accuracy | PNA-X | 177.9833 |  | TRUE
test_plan (2) |  | 32 | Amplitude Accuracy | PNA-X | 4.7167 | 2 | TRUE | Parent Group K
test_plan (2) |  | 42 | Amplitude Accuracy | PNA-X | 35.55 | 2 | TRUE | Parent Group K
test_plan (2) |  | 62 | Amplitude Accuracy | PNA-X | 55.15 | 2 | TRUE | Parent Group K
test_plan (2) |  | 72 | Amplitude Accuracy | PNA-X | 176.5167 | 2 | TRUE | Parent Group K
test_plan (2) |  | 82 | Amplitude Accuracy | PNA-X | 10.8167 |  | TRUE
test_plan (2) |  | 9 | Amplitude Accuracy | ACLR-Test | 23.4333 | 4 | TRUE | Parent Group I
test_plan (2) |  | 8 | Amplitude Accuracy | ACLR-Test | 89.7 | 4 | TRUE | Parent Group I
test_plan (2) |  | 54 | Amplitude Accuracy | ACLR-Test | 88.9167 |  | TRUE
test_plan (2) |  | 7 | Amplitude Accuracy | ACLR-Test | 135.1833 | 3 | TRUE | Parent Group J
test_plan (2) |  | 53 | Amplitude Accuracy | ACLR-Test | 56.0167 |  | TRUE
test_plan (2) |  | 87 | Amplitude Accuracy | ACLR-Test | 26.3 | 3 | TRUE | Parent Group J
test_plan (2) |  | 6 | Amplitude Accuracy | ACLR-Test | 61.6667 | 2 | TRUE | Parent Group K
test_plan (2) |  | 52 | Amplitude Accuracy | ACLR-Test | 33.9667 |  | TRUE
test_plan (2) |  | 86 | Amplitude Accuracy | ACLR-Test | 36.45 | 2 | TRUE | Parent Group K
test_plan (2) |  | 9 | PhaseNoise | Peanuts Phase Noise | 36.7167 |  | TRUE | Parent Group V
test_plan (2) |  | 4 | PhaseNoise | Peanuts Phase Noise | 18.15 |  | TRUE
test_plan (2) |  | 3 | PhaseNoise | Peanuts Phase Noise | 13.2333 |  | TRUE
test_plan (2) |  | 2 | PhaseNoise | Peanuts Phase Noise | 29.6167 |  | TRUE
test_plan (2) |  | 44 | PhaseNoise | Peanuts Phase Noise | 20.25 | 9 | TRUE | Parent Group V
test_plan (2) |  | 43 | PhaseNoise | Peanuts Phase Noise | 15.5333 | 9 | TRUE | Parent Group V
test_plan (2) |  | 42 | PhaseNoise | Peanuts Phase Noise | 31.5833 | 9 | TRUE | Parent Group V
test_plan (2) |  | 8 | Channel Flatness | ACLR-Test | 1.1333 |  | TRUE
test_plan (2) |  | 7 | Channel Flatness | ACLR-Test | 5.1333 |  | TRUE
test_plan (2) |  | 6 | Channel Flatness | ACLR-Test | 4.8333 |  | TRUE
test_plan (2) |  | 3 | Channel Flatness | ACLR-Test | 2.1167 |  | TRUE
test_plan (2) |  | 5 | Functional Tests | ACLR-Test | 3.0833 |  | TRUE
test_plan (2) |  | 36 | Phase Measurements | ACLR-Test | 18.2833 | 312 | TRUE | Parent Group H
test_plan (2) |  | 35 | Phase Measurements | PNA-X | 32.9833 | 312 | TRUE | Parent Group H
test_plan (2) |  | 34 | Phase Measurements | ACLR-Test | 9.5667 | 212 | TRUE | Parent Group G
test_plan (2) |  | 33 | Phase Measurements | PNA-X | 26.0833 | 212 | TRUE | Parent Group G
test_plan (2) |  | 32 | Phase Measurements | ACLR-Test | 26.7833 | 112 | TRUE | Parent Group F
test_plan (2) |  | 31 | Phase Measurements | PNA-X | 21.7 | 112 | TRUE | Parent Group F
test_plan (2) |  | 5 | Functional Tests | X-Mod | 3.05 |  | TRUE
test_plan (2) |  | 5 | Switching Speed | X-Mod | 133.75 |  | TRUE
test_plan (2) |  | 4 | Switching Speed | X-Mod | 31.9333 |  | TRUE
test_plan (2) |  | 3 | Switching Speed | X-Mod | 18.5167 |  | TRUE
test_plan (2) |  | 12 | Pulse Modulation | ACLR-Test | 11.3833 |  | TRUE
test_plan (2) |  | 11 | Pulse Modulation | ACLR-Test | 32.9333 |  | TRUE
test_plan (2) |  | 5 | Pulse Modulation | X-Mod | 65.0833 |  | TRUE
test_plan (2) |  | 4 | Pulse Modulation | X-Mod | 28.2 |  | TRUE
test_plan (2) |  | 3 | Pulse Modulation | X-Mod | 24.6167 |  | TRUE
test_plan (2) |  | 4 | Analog Modulation | ACLR-Test | 42.6167 |  | TRUE
test_plan (2) |  | 3 | Analog Modulation | ACLR-Test | 14.6833 |  | TRUE
test_plan (2) |  | 2 | Analog Modulation | ACLR-Test | 24.8167 |  | TRUE
test_plan (2) |  | 54 | Spectral | ACLR-Test | 140 |  | TRUE
test_plan (2) |  | 26 | Spectral | ACLR-Test | 49.55 |  | TRUE
test_plan (2) |  | 25 | Spectral | ACLR-Test | 50.25 |  | TRUE
test_plan (2) |  | 24 | Spectral | ACLR-Test | 343.1 |  | TRUE
test_plan (2) |  | 23 | Spectral | ACLR-Test | 20.05 |  | TRUE
test_plan (2) |  | 16 | Spectral | ACLR-Test | 40.2833 |  | TRUE
test_plan (2) |  | 15 | Spectral | ACLR-Test | 51.5833 |  | TRUE
test_plan (2) |  | 14 | Spectral | ACLR-Test | 347.75 |  | TRUE
test_plan (2) |  | 13 | Spectral | ACLR-Test | 104.9833 |  | TRUE
test_plan (2) |  | 6 | Spectral | ACLR-Test | 57.1 |  | TRUE
test_plan (2) |  | 5 | Spectral | ACLR-Test | 41.3 |  | TRUE
test_plan (2) |  | 4 | Spectral | ACLR-Test | 149.1667 |  | TRUE
test_plan (2) |  | 3 | Spectral | ACLR-Test | 38.1667 |  | TRUE
test_plan (2) |  | 8 | Acpr | ACLR-Test | 9.2833 |  | TRUE
test_plan (2) |  | 7 | Acpr | ACLR-Test | 111.7 |  | TRUE
test_plan (2) |  | 6 | Acpr | ACLR-Test | 40.6667 |  | TRUE
test_plan (2) |  | 4 | Acpr | ACLR-Test | 109.5667 |  | TRUE
test_plan (2) |  | 29 | Amplitude Accuracy | PNA-X | 3.2667 |  | TRUE
test_plan (2) |  | 21 | Amplitude Accuracy | PNA-X | 8.0667 |  | TRUE
test_plan (2) |  | 6 | MCS3 Reconfig | Postponement | 1.65 |  | TRUE
test_plan (2) |  | 2 | CustomerInit | Postponement | 8.1167 |  | TRUE
test_plan (2) |  | 3 | CustomerInit | Postponement | 1.4 |  | TRUE
test_plan (2) |  | 5 | Functional Tests | Postponement | 6.4333 |  | TRUE
test_plan (2) |  | 17 | Functional Tests | Postponement | 2.8167 |  | TRUE
test_plan (2) |  | 2 | FinalConfiguration | Postponement | 3.65 |  | TRUE
test_plan (2) |  | 34 | Functional Tests | Postponement | 0.2 |  | TRUE
test_plan (2) |  | 2 | Hi Pot | Hi Pot | 0 |  | TRUE
test_plan (2) |  | 2 | Hi Pot | Hi Pot | 0.66667 |  | TRUE
test_plan (2) |  | 2 | Download | Align-X | 0 |  | TRUE
test_plan (2) |  | 2 | Initialization | Align-X | 0 |  | TRUE
test_plan (2) |  | 3 | Initialization | Align-X | 0 |  | TRUE
test_plan (2) |  | 4 | Download | Align-X | 16.6 |  | TRUE
test_plan (2) |  | 3 | Functional Tests | Align-X | 22.8 |  | TRUE
test_plan (2) |  | 2 | Functional Tests | Align-X | 50.0333 |  | TRUE
test_plan (2) |  | 4 | Functional Tests | Align-X | 81.3333 |  | TRUE
test_plan (2) |  | 9 | Functional Tests | Align-X | 2.8167 |  | TRUE
test_plan (2) |  | 15 | Functional Tests | Align-X | 13.2833 |  | TRUE
test_plan (2) |  | 30 | Functional Tests | Align-X | 0 |  | TRUE
test_plan (2) |  | 31 | Functional Tests | Align-X | 0 |  | TRUE
test_plan (2) |  | 4 | Adjustments | PNA-X | 250.6667 |  | TRUE
test_plan (2) |  | 5 | Adjustments | PNA-X | 154 |  | TRUE
test_plan (2) |  | 6 | Adjustments | PNA-X | 661.1833 |  | TRUE
test_plan (2) |  | 112 | Phase Measurements | PNA-X | 109.35 |  | TRUE | Parent Group F
test_plan (2) |  | 212 | Phase Measurements | PNA-X | 97.7333 |  | TRUE | Parent Group G
test_plan (2) |  | 312 | Phase Measurements | PNA-X | 77.1667 |  | TRUE | Parent Group H
test_plan (2) |  | 13 | Adjustments | ACLR-Test | 269.25 |  | TRUE
test_plan (2) |  | 14 | Amplitude Accuracy | PNA-X | 10.7667 |  | TRUE
test_plan (2) |  | 13 | Amplitude Accuracy | PNA-X | 5.8167 |  | TRUE
test_plan (2) |  | 12 | Amplitude Accuracy | PNA-X | 3.9667 |  | TRUE
test_plan (2) |  | 2 | LoadingGateTest | YS Loading Gate | 2.2 |  | TRUE
test_plan (2) |  | 81 |  |  | 0 |  | TRUE
test_plan (2) |  | 5 | Functional Tests | PNA-X | 3.45 |  | TRUE
test_plan (2) |  | 4 | Amplitude Accuracy | PNA-X | 36.35 |  | TRUE | Parent Group I
test_plan (2) |  | 34 | Amplitude Accuracy | PNA-X | 9.95 | 4 | TRUE | Parent Group I
test_plan (2) |  | 44 | Amplitude Accuracy | PNA-X | 118.9667 | 4 | TRUE | Parent Group I
test_plan (2) |  | 64 | Amplitude Accuracy | PNA-X | 5.6833 | 4 | TRUE | Parent Group I
test_plan (2) |  | 74 | Amplitude Accuracy | PNA-X | 152.15 | 4 | TRUE | Parent Group I
test_plan (2) |  | 3 | Amplitude Accuracy | PNA-X | 23.3167 |  | TRUE | Parent Group J
test_plan (2) |  | 33 | Amplitude Accuracy | PNA-X | 5.3 | 3 | TRUE | Parent Group J
test_plan (2) |  | 43 | Amplitude Accuracy | PNA-X | 42.8 | 3 | TRUE | Parent Group J
test_plan (2) |  | 63 | Amplitude Accuracy | PNA-X | 5.8333 | 3 | TRUE | Parent Group J
test_plan (2) |  | 73 | Amplitude Accuracy | PNA-X | 46.7667 | 3 | TRUE | Parent Group J
test_plan (2) |  | 83 | Amplitude Accuracy | PNA-X | 9.7167 | 3 | TRUE | Parent Group J
test_plan (2) |  | 2 | Amplitude Accuracy | PNA-X | 25.5667 |  | TRUE | Parent Group K
test_plan (2) |  | 22 | Amplitude Accuracy | PNA-X | 177.9833 |  | TRUE
test_plan (2) |  | 32 | Amplitude Accuracy | PNA-X | 4.7167 | 2 | TRUE | Parent Group K
test_plan (2) |  | 42 | Amplitude Accuracy | PNA-X | 35.55 | 2 | TRUE | Parent Group K
test_plan (2) |  | 62 | Amplitude Accuracy | PNA-X | 55.15 | 2 | TRUE | Parent Group K
test_plan (2) |  | 72 | Amplitude Accuracy | PNA-X | 176.5167 | 2 | TRUE | Parent Group K
test_plan (2) |  | 82 | Amplitude Accuracy | PNA-X | 10.8167 |  | TRUE
test_plan (2) |  | 9 | Amplitude Accuracy | ACLR-Test | 23.4333 | 4 | TRUE | Parent Group I
test_plan (2) |  | 8 | Amplitude Accuracy | ACLR-Test | 89.7 | 4 | TRUE | Parent Group I
test_plan (2) |  | 54 | Amplitude Accuracy | ACLR-Test | 88.9167 |  | TRUE
test_plan (2) |  | 7 | Amplitude Accuracy | ACLR-Test | 135.1833 | 3 | TRUE | Parent Group J
test_plan (2) |  | 53 | Amplitude Accuracy | ACLR-Test | 56.0167 |  | TRUE
test_plan (2) |  | 87 | Amplitude Accuracy | ACLR-Test | 26.3 | 3 | TRUE | Parent Group J
test_plan (2) |  | 6 | Amplitude Accuracy | ACLR-Test | 61.6667 | 2 | TRUE | Parent Group K
test_plan (2) |  | 52 | Amplitude Accuracy | ACLR-Test | 33.9667 |  | TRUE
test_plan (2) |  | 86 | Amplitude Accuracy | ACLR-Test | 36.45 | 2 | TRUE | Parent Group K
test_plan (2) |  | 9 | PhaseNoise | Peanuts Phase Noise | 36.7167 |  | TRUE | Parent Group V
test_plan (2) |  | 4 | PhaseNoise | Peanuts Phase Noise | 18.15 |  | TRUE
test_plan (2) |  | 3 | PhaseNoise | Peanuts Phase Noise | 13.2333 |  | TRUE
test_plan (2) |  | 2 | PhaseNoise | Peanuts Phase Noise | 29.6167 |  | TRUE
test_plan (2) |  | 44 | PhaseNoise | Peanuts Phase Noise | 20.25 | 9 | TRUE | Parent Group V
test_plan (2) |  | 43 | PhaseNoise | Peanuts Phase Noise | 15.5333 | 9 | TRUE | Parent Group V
test_plan (2) |  | 42 | PhaseNoise | Peanuts Phase Noise | 31.5833 | 9 | TRUE | Parent Group V
test_plan (2) |  | 8 | Channel Flatness | ACLR-Test | 1.1333 |  | TRUE
test_plan (2) |  | 7 | Channel Flatness | ACLR-Test | 5.1333 |  | TRUE
test_plan (2) |  | 6 | Channel Flatness | ACLR-Test | 4.8333 |  | TRUE
test_plan (2) |  | 3 | Channel Flatness | ACLR-Test | 2.1167 |  | TRUE
test_plan (2) |  | 5 | Functional Tests | ACLR-Test | 3.0833 |  | TRUE
test_plan (2) |  | 36 | Phase Measurements | ACLR-Test | 18.2833 | 312 | TRUE | Parent Group H
test_plan (2) |  | 35 | Phase Measurements | PNA-X | 32.9833 | 312 | TRUE | Parent Group H
test_plan (2) |  | 34 | Phase Measurements | ACLR-Test | 9.5667 | 212 | TRUE | Parent Group G
test_plan (2) |  | 33 | Phase Measurements | PNA-X | 26.0833 | 212 | TRUE | Parent Group G
test_plan (2) |  | 32 | Phase Measurements | ACLR-Test | 26.7833 | 112 | TRUE | Parent Group F
test_plan (2) |  | 31 | Phase Measurements | PNA-X | 21.7 | 112 | TRUE | Parent Group F
test_plan (2) |  | 5 | Functional Tests | X-Mod | 3.05 |  | TRUE
test_plan (2) |  | 5 | Switching Speed | X-Mod | 133.75 |  | TRUE
test_plan (2) |  | 4 | Switching Speed | X-Mod | 31.9333 |  | TRUE
test_plan (2) |  | 3 | Switching Speed | X-Mod | 18.5167 |  | TRUE
test_plan (2) |  | 12 | Pulse Modulation | ACLR-Test | 11.3833 |  | TRUE
test_plan (2) |  | 11 | Pulse Modulation | ACLR-Test | 32.9333 |  | TRUE
test_plan (2) |  | 5 | Pulse Modulation | X-Mod | 65.0833 |  | TRUE
test_plan (2) |  | 4 | Pulse Modulation | X-Mod | 28.2 |  | TRUE
test_plan (2) |  | 3 | Pulse Modulation | X-Mod | 24.6167 |  | TRUE
test_plan (2) |  | 4 | Analog Modulation | ACLR-Test | 42.6167 |  | TRUE
test_plan (2) |  | 3 | Analog Modulation | ACLR-Test | 14.6833 |  | TRUE
test_plan (2) |  | 2 | Analog Modulation | ACLR-Test | 24.8167 |  | TRUE
test_plan (2) |  | 54 | Spectral | ACLR-Test | 140 |  | TRUE
test_plan (2) |  | 26 | Spectral | ACLR-Test | 49.55 |  | TRUE
test_plan (2) |  | 25 | Spectral | ACLR-Test | 50.25 |  | TRUE
test_plan (2) |  | 24 | Spectral | ACLR-Test | 343.1 |  | TRUE
test_plan (2) |  | 23 | Spectral | ACLR-Test | 20.05 |  | TRUE
test_plan (2) |  | 16 | Spectral | ACLR-Test | 40.2833 |  | TRUE
test_plan (2) |  | 15 | Spectral | ACLR-Test | 51.5833 |  | TRUE
test_plan (2) |  | 14 | Spectral | ACLR-Test | 347.75 |  | TRUE
test_plan (2) |  | 13 | Spectral | ACLR-Test | 104.9833 |  | TRUE
test_plan (2) |  | 6 | Spectral | ACLR-Test | 57.1 |  | TRUE
test_plan (2) |  | 5 | Spectral | ACLR-Test | 41.3 |  | TRUE
test_plan (2) |  | 4 | Spectral | ACLR-Test | 149.1667 |  | TRUE
test_plan (2) |  | 3 | Spectral | ACLR-Test | 38.1667 |  | TRUE
test_plan (2) |  | 8 | Acpr | ACLR-Test | 9.2833 |  | TRUE
test_plan (2) |  | 7 | Acpr | ACLR-Test | 111.7 |  | TRUE
test_plan (2) |  | 6 | Acpr | ACLR-Test | 40.6667 |  | TRUE
test_plan (2) |  | 4 | Acpr | ACLR-Test | 109.5667 |  | TRUE
test_plan (2) |  | 29 | Amplitude Accuracy | PNA-X | 3.2667 |  | TRUE
test_plan (2) |  | 21 | Amplitude Accuracy | PNA-X | 8.0667 |  | TRUE
test_plan (2) |  | 6 | MCS3 Reconfig | Postponement | 1.65 |  | TRUE
test_plan (2) |  | 2 | CustomerInit | Postponement | 8.1167 |  | TRUE
test_plan (2) |  | 3 | CustomerInit | Postponement | 1.4 |  | TRUE
test_plan (2) |  | 5 | Functional Tests | Postponement | 6.4333 |  | TRUE
test_plan (2) |  | 17 | Functional Tests | Postponement | 2.8167 |  | TRUE
test_plan (2) |  | 2 | FinalConfiguration | Postponement | 3.65 |  | TRUE
test_plan (2) |  | 34 | Functional Tests | Postponement | 0.2 |  | TRUE
test_plan (2) |  | 2 | Hi Pot | Hi Pot | 0 |  | TRUE
test_plan (2) |  | 2 | Hi Pot | Hi Pot | 0.66667 |  | TRUE
test_plan (2) |  | 2 | Download | Align-X | 0 |  | TRUE
test_plan (2) |  | 2 | Initialization | Align-X | 0 |  | TRUE
test_plan (2) |  | 3 | Initialization | Align-X | 0 |  | TRUE
test_plan (2) |  | 4 | Download | Align-X | 16.6 |  | TRUE
test_plan (2) |  | 3 | Functional Tests | Align-X | 22.8 |  | TRUE
test_plan (2) |  | 2 | Functional Tests | Align-X | 50.0333 |  | TRUE
test_plan (2) |  | 4 | Functional Tests | Align-X | 81.3333 |  | TRUE
test_plan (2) |  | 9 | Functional Tests | Align-X | 2.8167 |  | TRUE
test_plan (2) |  | 15 | Functional Tests | Align-X | 13.2833 |  | TRUE
test_plan (2) |  | 30 | Functional Tests | Align-X | 0 |  | TRUE
test_plan (2) |  | 31 | Functional Tests | Align-X | 0 |  | TRUE
test_plan (2) |  | 4 | Adjustments | PNA-X | 250.6667 |  | TRUE
test_plan (2) |  | 5 | Adjustments | PNA-X | 154 |  | TRUE
test_plan (2) |  | 6 | Adjustments | PNA-X | 661.1833 |  | TRUE
test_plan (2) |  | 112 | Phase Measurements | PNA-X | 109.35 |  | TRUE | Parent Group F
test_plan (2) |  | 212 | Phase Measurements | PNA-X | 97.7333 |  | TRUE | Parent Group G
test_plan (2) |  | 312 | Phase Measurements | PNA-X | 77.1667 |  | TRUE | Parent Group H
test_plan (2) |  | 13 | Adjustments | ACLR-Test | 269.25 |  | TRUE
test_plan (2) |  | 14 | Amplitude Accuracy | PNA-X | 10.7667 |  | TRUE
test_plan (2) |  | 13 | Amplitude Accuracy | PNA-X | 5.8167 |  | TRUE
test_plan (2) |  | 12 | Amplitude Accuracy | PNA-X | 3.9667 |  | TRUE
test_plan (2) |  | 2 | LoadingGateTest | YS Loading Gate | 2.2 |  | TRUE
test_plan (2) |  | 81 |  |  | 0 |  | TRUE
test_plan (2) |  | 5 | Functional Tests | PNA-X | 3.45 |  | TRUE
test_plan (2) |  | 4 | Amplitude Accuracy | PNA-X | 36.35 |  | TRUE | Parent Group I
test_plan (2) |  | 34 | Amplitude Accuracy | PNA-X | 9.95 | 4 | TRUE | Parent Group I
test_plan (2) |  | 44 | Amplitude Accuracy | PNA-X | 118.9667 | 4 | TRUE | Parent Group I
test_plan (2) |  | 64 | Amplitude Accuracy | PNA-X | 5.6833 | 4 | TRUE | Parent Group I
test_plan (2) |  | 74 | Amplitude Accuracy | PNA-X | 152.15 | 4 | TRUE | Parent Group I
test_plan (2) |  | 3 | Amplitude Accuracy | PNA-X | 23.3167 |  | TRUE | Parent Group J
test_plan (2) |  | 33 | Amplitude Accuracy | PNA-X | 5.3 | 3 | TRUE | Parent Group J
test_plan (2) |  | 43 | Amplitude Accuracy | PNA-X | 42.8 | 3 | TRUE | Parent Group J
test_plan (2) |  | 63 | Amplitude Accuracy | PNA-X | 5.8333 | 3 | TRUE | Parent Group J
test_plan (2) |  | 73 | Amplitude Accuracy | PNA-X | 46.7667 | 3 | TRUE | Parent Group J
test_plan (2) |  | 83 | Amplitude Accuracy | PNA-X | 9.7167 | 3 | TRUE | Parent Group J
test_plan (2) |  | 2 | Amplitude Accuracy | PNA-X | 25.5667 |  | TRUE | Parent Group K
test_plan (2) |  | 22 | Amplitude Accuracy | PNA-X | 177.9833 |  | TRUE
test_plan (2) |  | 32 | Amplitude Accuracy | PNA-X | 4.7167 | 2 | TRUE | Parent Group K
test_plan (2) |  | 42 | Amplitude Accuracy | PNA-X | 35.55 | 2 | TRUE | Parent Group K
test_plan (2) |  | 62 | Amplitude Accuracy | PNA-X | 55.15 | 2 | TRUE | Parent Group K
test_plan (2) |  | 72 | Amplitude Accuracy | PNA-X | 176.5167 | 2 | TRUE | Parent Group K
test_plan (2) |  | 82 | Amplitude Accuracy | PNA-X | 10.8167 |  | TRUE
test_plan (2) |  | 9 | Amplitude Accuracy | ACLR-Test | 23.4333 | 4 | TRUE | Parent Group I
test_plan (2) |  | 8 | Amplitude Accuracy | ACLR-Test | 89.7 | 4 | TRUE | Parent Group I
test_plan (2) |  | 54 | Amplitude Accuracy | ACLR-Test | 88.9167 |  | TRUE
test_plan (2) |  | 7 | Amplitude Accuracy | ACLR-Test | 135.1833 | 3 | TRUE | Parent Group J
test_plan (2) |  | 53 | Amplitude Accuracy | ACLR-Test | 56.0167 |  | TRUE
test_plan (2) |  | 87 | Amplitude Accuracy | ACLR-Test | 26.3 | 3 | TRUE | Parent Group J
test_plan (2) |  | 6 | Amplitude Accuracy | ACLR-Test | 61.6667 | 2 | TRUE | Parent Group K
test_plan (2) |  | 52 | Amplitude Accuracy | ACLR-Test | 33.9667 |  | TRUE
test_plan (2) |  | 86 | Amplitude Accuracy | ACLR-Test | 36.45 | 2 | TRUE | Parent Group K
test_plan (2) |  | 9 | PhaseNoise | Peanuts Phase Noise | 36.7167 |  | TRUE | Parent Group V
test_plan (2) |  | 4 | PhaseNoise | Peanuts Phase Noise | 18.15 |  | TRUE
test_plan (2) |  | 3 | PhaseNoise | Peanuts Phase Noise | 13.2333 |  | TRUE
test_plan (2) |  | 2 | PhaseNoise | Peanuts Phase Noise | 29.6167 |  | TRUE
test_plan (2) |  | 44 | PhaseNoise | Peanuts Phase Noise | 20.25 | 9 | TRUE | Parent Group V
test_plan (2) |  | 43 | PhaseNoise | Peanuts Phase Noise | 15.5333 | 9 | TRUE | Parent Group V
test_plan (2) |  | 42 | PhaseNoise | Peanuts Phase Noise | 31.5833 | 9 | TRUE | Parent Group V
test_plan (2) |  | 8 | Channel Flatness | ACLR-Test | 1.1333 |  | TRUE
test_plan (2) |  | 7 | Channel Flatness | ACLR-Test | 5.1333 |  | TRUE
test_plan (2) |  | 6 | Channel Flatness | ACLR-Test | 4.8333 |  | TRUE
test_plan (2) |  | 3 | Channel Flatness | ACLR-Test | 2.1167 |  | TRUE
test_plan (2) |  | 5 | Functional Tests | ACLR-Test | 3.0833 |  | TRUE
test_plan (2) |  | 36 | Phase Measurements | ACLR-Test | 18.2833 | 312 | TRUE | Parent Group H
test_plan (2) |  | 35 | Phase Measurements | PNA-X | 32.9833 | 312 | TRUE | Parent Group H
test_plan (2) |  | 34 | Phase Measurements | ACLR-Test | 9.5667 | 212 | TRUE | Parent Group G
test_plan (2) |  | 33 | Phase Measurements | PNA-X | 26.0833 | 212 | TRUE | Parent Group G
test_plan (2) |  | 32 | Phase Measurements | ACLR-Test | 26.7833 | 112 | TRUE | Parent Group F
test_plan (2) |  | 31 | Phase Measurements | PNA-X | 21.7 | 112 | TRUE | Parent Group F
test_plan (2) |  | 5 | Functional Tests | X-Mod | 3.05 |  | TRUE
test_plan (2) |  | 5 | Switching Speed | X-Mod | 133.75 |  | TRUE
test_plan (2) |  | 4 | Switching Speed | X-Mod | 31.9333 |  | TRUE
test_plan (2) |  | 3 | Switching Speed | X-Mod | 18.5167 |  | TRUE
test_plan (2) |  | 12 | Pulse Modulation | ACLR-Test | 11.3833 |  | TRUE
test_plan (2) |  | 11 | Pulse Modulation | ACLR-Test | 32.9333 |  | TRUE
test_plan (2) |  | 5 | Pulse Modulation | X-Mod | 65.0833 |  | TRUE
test_plan (2) |  | 4 | Pulse Modulation | X-Mod | 28.2 |  | TRUE
test_plan (2) |  | 3 | Pulse Modulation | X-Mod | 24.6167 |  | TRUE
test_plan (2) |  | 4 | Analog Modulation | ACLR-Test | 42.6167 |  | TRUE
test_plan (2) |  | 3 | Analog Modulation | ACLR-Test | 14.6833 |  | TRUE
test_plan (2) |  | 2 | Analog Modulation | ACLR-Test | 24.8167 |  | TRUE
test_plan (2) |  | 54 | Spectral | ACLR-Test | 140 |  | TRUE
test_plan (2) |  | 26 | Spectral | ACLR-Test | 49.55 |  | TRUE
test_plan (2) |  | 25 | Spectral | ACLR-Test | 50.25 |  | TRUE
test_plan (2) |  | 24 | Spectral | ACLR-Test | 343.1 |  | TRUE
test_plan (2) |  | 23 | Spectral | ACLR-Test | 20.05 |  | TRUE
test_plan (2) |  | 16 | Spectral | ACLR-Test | 40.2833 |  | TRUE
test_plan (2) |  | 15 | Spectral | ACLR-Test | 51.5833 |  | TRUE
test_plan (2) |  | 14 | Spectral | ACLR-Test | 347.75 |  | TRUE
test_plan (2) |  | 13 | Spectral | ACLR-Test | 104.9833 |  | TRUE
test_plan (2) |  | 6 | Spectral | ACLR-Test | 57.1 |  | TRUE
test_plan (2) |  | 5 | Spectral | ACLR-Test | 41.3 |  | TRUE
test_plan (2) |  | 4 | Spectral | ACLR-Test | 149.1667 |  | TRUE
test_plan (2) |  | 3 | Spectral | ACLR-Test | 38.1667 |  | TRUE
test_plan (2) |  | 8 | Acpr | ACLR-Test | 9.2833 |  | TRUE
test_plan (2) |  | 7 | Acpr | ACLR-Test | 111.7 |  | TRUE
test_plan (2) |  | 6 | Acpr | ACLR-Test | 40.6667 |  | TRUE
test_plan (2) |  | 4 | Acpr | ACLR-Test | 109.5667 |  | TRUE
test_plan (2) |  | 29 | Amplitude Accuracy | PNA-X | 3.2667 |  | TRUE
test_plan (2) |  | 21 | Amplitude Accuracy | PNA-X | 8.0667 |  | TRUE
test_plan (2) |  | 6 | MCS3 Reconfig | Postponement | 1.65 |  | TRUE
test_plan (2) |  | 2 | CustomerInit | Postponement | 8.1167 |  | TRUE
test_plan (2) |  | 3 | CustomerInit | Postponement | 1.4 |  | TRUE
test_plan (2) |  | 5 | Functional Tests | Postponement | 6.4333 |  | TRUE
test_plan (2) |  | 17 | Functional Tests | Postponement | 2.8167 |  | TRUE
test_plan (2) |  | 2 | FinalConfiguration | Postponement | 3.65 |  | TRUE
test_plan (2) |  | 34 | Functional Tests | Postponement | 0.2 |  | TRUE
test_plan (2) |  | 2 | Hi Pot | Hi Pot | 0 |  | TRUE
test_plan (2) |  | 2 | Hi Pot | Hi Pot | 0.66667 |  | TRUE
test_plan (2) |  | 2 | Download | Align-X | 0 |  | TRUE
test_plan (2) |  | 2 | Initialization | Align-X | 0 |  | TRUE
test_plan (2) |  | 3 | Initialization | Align-X | 0 |  | TRUE
test_plan (2) |  | 4 | Download | Align-X | 16.6 |  | TRUE
test_plan (2) |  | 3 | Functional Tests | Align-X | 22.8 |  | TRUE
test_plan (2) |  | 2 | Functional Tests | Align-X | 50.0333 |  | TRUE
test_plan (2) |  | 4 | Functional Tests | Align-X | 81.3333 |  | TRUE
test_plan (2) |  | 9 | Functional Tests | Align-X | 2.8167 |  | TRUE
test_plan (2) |  | 15 | Functional Tests | Align-X | 13.2833 |  | TRUE
test_plan (2) |  | 30 | Functional Tests | Align-X | 0 |  | TRUE
test_plan (2) |  | 31 | Functional Tests | Align-X | 0 |  | TRUE
test_plan (2) |  | 4 | Adjustments | PNA-X | 250.6667 |  | TRUE
test_plan (2) |  | 5 | Adjustments | PNA-X | 154 |  | TRUE
test_plan (2) |  | 6 | Adjustments | PNA-X | 661.1833 |  | TRUE
test_plan (2) |  | 112 | Phase Measurements | PNA-X | 109.35 |  | TRUE | Parent Group F
test_plan (2) |  | 212 | Phase Measurements | PNA-X | 97.7333 |  | TRUE | Parent Group G
test_plan (2) |  | 312 | Phase Measurements | PNA-X | 77.1667 |  | TRUE | Parent Group H
test_plan (2) |  | 13 | Adjustments | ACLR-Test | 269.25 |  | TRUE
test_plan (2) |  | 14 | Amplitude Accuracy | PNA-X | 10.7667 |  | TRUE
test_plan (2) |  | 13 | Amplitude Accuracy | PNA-X | 5.8167 |  | TRUE
test_plan (2) |  | 12 | Amplitude Accuracy | PNA-X | 3.9667 |  | TRUE
test_plan (2) |  | 2 | LoadingGateTest | YS Loading Gate | 2.2 |  | TRUE
test_plan (2) |  | 81 |  |  | 0 |  | TRUE
test_plan (2) |  | 5 | Functional Tests | PNA-X | 3.45 |  | TRUE
test_plan (2) |  | 4 | Amplitude Accuracy | PNA-X | 36.35 |  | TRUE | Parent Group I
test_plan (2) |  | 34 | Amplitude Accuracy | PNA-X | 9.95 | 4 | TRUE | Parent Group I
test_plan (2) |  | 44 | Amplitude Accuracy | PNA-X | 118.9667 | 4 | TRUE | Parent Group I
test_plan (2) |  | 64 | Amplitude Accuracy | PNA-X | 5.6833 | 4 | TRUE | Parent Group I
test_plan (2) |  | 74 | Amplitude Accuracy | PNA-X | 152.15 | 4 | TRUE | Parent Group I
test_plan (2) |  | 3 | Amplitude Accuracy | PNA-X | 23.3167 |  | TRUE | Parent Group J
test_plan (2) |  | 33 | Amplitude Accuracy | PNA-X | 5.3 | 3 | TRUE | Parent Group J
test_plan (2) |  | 43 | Amplitude Accuracy | PNA-X | 42.8 | 3 | TRUE | Parent Group J
test_plan (2) |  | 63 | Amplitude Accuracy | PNA-X | 5.8333 | 3 | TRUE | Parent Group J
test_plan (2) |  | 73 | Amplitude Accuracy | PNA-X | 46.7667 | 3 | TRUE | Parent Group J
test_plan (2) |  | 83 | Amplitude Accuracy | PNA-X | 9.7167 | 3 | TRUE | Parent Group J
test_plan (2) |  | 2 | Amplitude Accuracy | PNA-X | 25.5667 |  | TRUE | Parent Group K
test_plan (2) |  | 22 | Amplitude Accuracy | PNA-X | 177.9833 |  | TRUE
test_plan (2) |  | 32 | Amplitude Accuracy | PNA-X | 4.7167 | 2 | TRUE | Parent Group K
test_plan (2) |  | 42 | Amplitude Accuracy | PNA-X | 35.55 | 2 | TRUE | Parent Group K
test_plan (2) |  | 62 | Amplitude Accuracy | PNA-X | 55.15 | 2 | TRUE | Parent Group K
test_plan (2) |  | 72 | Amplitude Accuracy | PNA-X | 176.5167 | 2 | TRUE | Parent Group K
test_plan (2) |  | 82 | Amplitude Accuracy | PNA-X | 10.8167 |  | TRUE
test_plan (2) |  | 9 | Amplitude Accuracy | ACLR-Test | 23.4333 | 4 | TRUE | Parent Group I
test_plan (2) |  | 8 | Amplitude Accuracy | ACLR-Test | 89.7 | 4 | TRUE | Parent Group I
test_plan (2) |  | 54 | Amplitude Accuracy | ACLR-Test | 88.9167 |  | TRUE
test_plan (2) |  | 7 | Amplitude Accuracy | ACLR-Test | 135.1833 | 3 | TRUE | Parent Group J
test_plan (2) |  | 53 | Amplitude Accuracy | ACLR-Test | 56.0167 |  | TRUE
test_plan (2) |  | 87 | Amplitude Accuracy | ACLR-Test | 26.3 | 3 | TRUE | Parent Group J
test_plan (2) |  | 6 | Amplitude Accuracy | ACLR-Test | 61.6667 | 2 | TRUE | Parent Group K
test_plan (2) |  | 52 | Amplitude Accuracy | ACLR-Test | 33.9667 |  | TRUE
test_plan (2) |  | 86 | Amplitude Accuracy | ACLR-Test | 36.45 | 2 | TRUE | Parent Group K
test_plan (2) |  | 9 | PhaseNoise | Peanuts Phase Noise | 36.7167 |  | TRUE | Parent Group V
test_plan (2) |  | 4 | PhaseNoise | Peanuts Phase Noise | 18.15 |  | TRUE
test_plan (2) |  | 3 | PhaseNoise | Peanuts Phase Noise | 13.2333 |  | TRUE
test_plan (2) |  | 2 | PhaseNoise | Peanuts Phase Noise | 29.6167 |  | TRUE
test_plan (2) |  | 44 | PhaseNoise | Peanuts Phase Noise | 20.25 | 9 | TRUE | Parent Group V
test_plan (2) |  | 43 | PhaseNoise | Peanuts Phase Noise | 15.5333 | 9 | TRUE | Parent Group V
test_plan (2) |  | 42 | PhaseNoise | Peanuts Phase Noise | 31.5833 | 9 | TRUE | Parent Group V
test_plan (2) |  | 8 | Channel Flatness | ACLR-Test | 1.1333 |  | TRUE
test_plan (2) |  | 7 | Channel Flatness | ACLR-Test | 5.1333 |  | TRUE
test_plan (2) |  | 6 | Channel Flatness | ACLR-Test | 4.8333 |  | TRUE
test_plan (2) |  | 3 | Channel Flatness | ACLR-Test | 2.1167 |  | TRUE
test_plan (2) |  | 5 | Functional Tests | ACLR-Test | 3.0833 |  | TRUE
test_plan (2) |  | 36 | Phase Measurements | ACLR-Test | 18.2833 | 312 | TRUE | Parent Group H
test_plan (2) |  | 35 | Phase Measurements | PNA-X | 32.9833 | 312 | TRUE | Parent Group H
test_plan (2) |  | 34 | Phase Measurements | ACLR-Test | 9.5667 | 212 | TRUE | Parent Group G
test_plan (2) |  | 33 | Phase Measurements | PNA-X | 26.0833 | 212 | TRUE | Parent Group G
test_plan (2) |  | 32 | Phase Measurements | ACLR-Test | 26.7833 | 112 | TRUE | Parent Group F
test_plan (2) |  | 31 | Phase Measurements | PNA-X | 21.7 | 112 | TRUE | Parent Group F
test_plan (2) |  | 5 | Functional Tests | X-Mod | 3.05 |  | TRUE
test_plan (2) |  | 5 | Switching Speed | X-Mod | 133.75 |  | TRUE
test_plan (2) |  | 4 | Switching Speed | X-Mod | 31.9333 |  | TRUE
test_plan (2) |  | 3 | Switching Speed | X-Mod | 18.5167 |  | TRUE
test_plan (2) |  | 12 | Pulse Modulation | ACLR-Test | 11.3833 |  | TRUE
test_plan (2) |  | 11 | Pulse Modulation | ACLR-Test | 32.9333 |  | TRUE
test_plan (2) |  | 5 | Pulse Modulation | X-Mod | 65.0833 |  | TRUE
test_plan (2) |  | 4 | Pulse Modulation | X-Mod | 28.2 |  | TRUE
test_plan (2) |  | 3 | Pulse Modulation | X-Mod | 24.6167 |  | TRUE
test_plan (2) |  | 4 | Analog Modulation | ACLR-Test | 42.6167 |  | TRUE
test_plan (2) |  | 3 | Analog Modulation | ACLR-Test | 14.6833 |  | TRUE
test_plan (2) |  | 2 | Analog Modulation | ACLR-Test | 24.8167 |  | TRUE
test_plan (2) |  | 54 | Spectral | ACLR-Test | 140 |  | TRUE
test_plan (2) |  | 26 | Spectral | ACLR-Test | 49.55 |  | TRUE
test_plan (2) |  | 25 | Spectral | ACLR-Test | 50.25 |  | TRUE
test_plan (2) |  | 24 | Spectral | ACLR-Test | 343.1 |  | TRUE
test_plan (2) |  | 23 | Spectral | ACLR-Test | 20.05 |  | TRUE
test_plan (2) |  | 16 | Spectral | ACLR-Test | 40.2833 |  | TRUE
test_plan (2) |  | 15 | Spectral | ACLR-Test | 51.5833 |  | TRUE
test_plan (2) |  | 14 | Spectral | ACLR-Test | 347.75 |  | TRUE
test_plan (2) |  | 13 | Spectral | ACLR-Test | 104.9833 |  | TRUE
test_plan (2) |  | 6 | Spectral | ACLR-Test | 57.1 |  | TRUE
test_plan (2) |  | 5 | Spectral | ACLR-Test | 41.3 |  | TRUE
test_plan (2) |  | 4 | Spectral | ACLR-Test | 149.1667 |  | TRUE
test_plan (2) |  | 3 | Spectral | ACLR-Test | 38.1667 |  | TRUE
test_plan (2) |  | 8 | Acpr | ACLR-Test | 9.2833 |  | TRUE
test_plan (2) |  | 7 | Acpr | ACLR-Test | 111.7 |  | TRUE
test_plan (2) |  | 6 | Acpr | ACLR-Test | 40.6667 |  | TRUE
test_plan (2) |  | 4 | Acpr | ACLR-Test | 109.5667 |  | TRUE
test_plan (2) |  | 29 | Amplitude Accuracy | PNA-X | 3.2667 |  | TRUE
test_plan (2) |  | 21 | Amplitude Accuracy | PNA-X | 8.0667 |  | TRUE
test_plan (2) |  | 6 | MCS3 Reconfig | Postponement | 1.65 |  | TRUE
test_plan (2) |  | 2 | CustomerInit | Postponement | 8.1167 |  | TRUE
test_plan (2) |  | 3 | CustomerInit | Postponement | 1.4 |  | TRUE
test_plan (2) |  | 5 | Functional Tests | Postponement | 6.4333 |  | TRUE
test_plan (2) |  | 17 | Functional Tests | Postponement | 2.8167 |  | TRUE
test_plan (2) |  | 2 | FinalConfiguration | Postponement | 3.65 |  | TRUE
test_plan (2) |  | 34 | Functional Tests | Postponement | 0.2 |  | TRUE
test_plan (2) |  | 2 | Hi Pot | Hi Pot | 0 |  | TRUE
VXG 20GHz |  | 2 | Hi Pot | Hi Pot | 0.41667 |  | TRUE
VXG 20GHz |  | 2 | Download | Align-X | 0.083333 |  | TRUE
VXG 20GHz |  | 2 | Initialization | Align-X | 1.8833 |  | TRUE
VXG 20GHz |  | 3 | Initialization | Align-X | 0.066667 |  | TRUE
VXG 20GHz |  | 4 | Download | Align-X | 6.0333 |  | TRUE
VXG 20GHz |  | 3 | Functional Tests | Align-X | 10.3333 |  | TRUE
VXG 20GHz |  | 2 | Functional Tests | Align-X | 28.6833 |  | TRUE
VXG 20GHz |  | 41 | Functional Tests | Align-X | 3.5667 |  | TRUE
VXG 20GHz |  | 4 | Functional Tests | Align-X | 85.25 |  | TRUE
VXG 20GHz |  | 40 | Functional Tests | Align-X | 40.1667 |  | TRUE
VXG 20GHz |  | 9 | Functional Tests | Align-X | 5.2667 |  | TRUE
VXG 20GHz |  | 15 | Functional Tests | Align-X | 15.1167 |  | TRUE
VXG 20GHz |  | 30 | Functional Tests | Align-X | 26 |  | TRUE
VXG 20GHz |  | 31 | Functional Tests | Align-X | 15.25 |  | TRUE
VXG 20GHz |  | 4 | Adjustments | PNA-X | 202.3 |  | TRUE
VXG 20GHz |  | 5 | Adjustments | PNA-X | 169.1 |  | TRUE
VXG 20GHz |  | 112 | Phase Measurements | PNA-X | 76.0833 |  | TRUE | Parent Group F
VXG 20GHz |  | 212 | Phase Measurements | PNA-X | 100.15 |  | TRUE | Parent Group G
VXG 20GHz |  | 11 | Adjustments | ACLR-Test | 39.4167 |  | TRUE
VXG 20GHz |  | 13 | Amplitude Accuracy | PNA-X | 16.6833 |  | TRUE
VXG 20GHz |  | 12 | Amplitude Accuracy | PNA-X | 9.3667 |  | TRUE
VXG 20GHz |  | 2 | LoadingGateTest | YS Loading Gate | 2.5833 |  | TRUE
VXG 20GHz |  | 89 |  |  | 0 |  | TRUE
VXG 20GHz |  | 5 | Functional Tests | PNA-X | 2.8833 |  | TRUE
VXG 20GHz |  | 40 | Functional Tests | PNA-X | 12.0833 |  | TRUE
VXG 20GHz |  | 3 | Amplitude Accuracy | PNA-X | 31.6167 |  | TRUE | Parent Group J
VXG 20GHz |  | 73 | Amplitude Accuracy | PNA-X | 36.55 | 3 | TRUE | Parent Group J
VXG 20GHz |  | 2 | Amplitude Accuracy | PNA-X | 34.2333 |  | TRUE | Parent Group K
VXG 20GHz |  | 22 | Amplitude Accuracy | PNA-X | 10.55 |  | TRUE
VXG 20GHz |  | 72 | Amplitude Accuracy | PNA-X | 49.65 | 2 | TRUE | Parent Group K
VXG 20GHz |  | 7 | Amplitude Accuracy | ACLR-Test | 137.6 | 3 | TRUE | Parent Group J
VXG 20GHz |  | 6 | Amplitude Accuracy | ACLR-Test | 63.5667 | 2 | TRUE | Parent Group K
VXG 20GHz |  | 9 | PhaseNoiseG2.4 | Peanuts Phase Noise | 35.9333 |  | TRUE | Parent Group V
VXG 20GHz |  | 3 | PhaseNoiseG2.4 | Peanuts Phase Noise | 11.1833 |  | TRUE
VXG 20GHz |  | 2 | PhaseNoiseG2.4 | Peanuts Phase Noise | 27.0167 |  | TRUE
VXG 20GHz |  | 43 | PhaseNoiseG2.4 | Peanuts Phase Noise | 13.25 | 9 | TRUE | Parent Group V
VXG 20GHz |  | 42 | PhaseNoiseG2.4 | Peanuts Phase Noise | 29.4333 | 9 | TRUE | Parent Group V
VXG 20GHz |  | 6 | Channel Flatness | ACLR-Test | 4.2167 |  | TRUE
VXG 20GHz |  | 3 | Channel Flatness | ACLR-Test | 1.4167 |  | TRUE
VXG 20GHz |  | 5 | Functional Tests | ACLR-Test | 2.7667 |  | TRUE
VXG 20GHz |  | 34 | Phase Measurements | ACLR-Test | 9.5167 | 212 | TRUE | Parent Group G
VXG 20GHz |  | 33 | Phase Measurements | PNA-X | 33.9833 | 212 | TRUE | Parent Group G
VXG 20GHz |  | 32 | Phase Measurements | ACLR-Test | 38.65 | 112 | TRUE | Parent Group F
VXG 20GHz |  | 31 | Phase Measurements | PNA-X | 30.2667 | 112 | TRUE | Parent Group F
VXG 20GHz |  | 5 | Functional Tests | X-Mod | 2.8167 |  | TRUE
VXG 20GHz |  | 4 | Switching Speed | X-Mod | 34.7833 |  | TRUE
VXG 20GHz |  | 3 | Switching Speed | X-Mod | 16.0833 |  | TRUE
VXG 20GHz |  | 11 | Pulse Modulation | ACLR-Test | 16.5 |  | TRUE
VXG 20GHz |  | 4 | Pulse Modulation | X-Mod | 25.6833 |  | TRUE
VXG 20GHz |  | 3 | Pulse Modulation | X-Mod | 22.6667 |  | TRUE
VXG 20GHz |  | 3 | Analog Modulation | ACLR-Test | 36.15 |  | TRUE
VXG 20GHz |  | 2 | Analog Modulation | ACLR-Test | 38.7 |  | TRUE
VXG 20GHz |  | 16 | Spectral | ACLR-Test | 11.0667 |  | TRUE
VXG 20GHz |  | 15 | Spectral | ACLR-Test | 17.65 |  | TRUE
VXG 20GHz |  | 14 | Spectral | ACLR-Test | 71.25 |  | TRUE
VXG 20GHz |  | 13 | Spectral | ACLR-Test | 8.3833 |  | TRUE
VXG 20GHz |  | 6 | Spectral | ACLR-Test | 13.8 |  | TRUE
VXG 20GHz |  | 5 | Spectral | ACLR-Test | 22.4667 |  | TRUE
VXG 20GHz |  | 4 | Spectral | ACLR-Test | 33.3333 |  | TRUE
VXG 20GHz |  | 3 | Spectral | ACLR-Test | 20.4333 |  | TRUE
VXG 20GHz |  | 6 | Acpr | ACLR-Test | 39.05 |  | TRUE
VXG 20GHz |  | 4 | Acpr | ACLR-Test | 110.6833 |  | TRUE
VXG 20GHz |  | 29 | Amplitude Accuracy | PNA-X | 5.4667 |  | TRUE
VXG 20GHz |  | 21 | Amplitude Accuracy | PNA-X | 7.1167 |  | TRUE
VXG 20GHz |  | 7 | MCS3 Reconfig | Postponement | 0 |  | TRUE
VXG 20GHz |  | 6 | MCS3 Reconfig | Postponement | 0 |  | TRUE
VXG 20GHz |  | 2 | CustomerInit | Postponement | 0 |  | TRUE
VXG 20GHz |  | 3 | CustomerInit | Postponement | 0 |  | TRUE
VXG 20GHz |  | 5 | Functional Tests | Postponement | 0 |  | TRUE
VXG 20GHz |  | 17 | Functional Tests | Postponement | 0 |  | TRUE
VXG 20GHz |  | 34 | Functional Tests | Postponement | 0 |  | TRUE
VXG 20GHz |  | 2 | Hi Pot | Hi Pot | 0 |  | TRUE
VXG 20GHz |  | 2 | FinalConfiguration | Postponement | 0 |  | TRUE
test_plan (2) |  | 2 | Hi Pot | Hi Pot | 0.66667 |  | TRUE
test_plan (2) |  | 2 | Download | Align-X | 0 |  | TRUE
test_plan (2) |  | 2 | Initialization | Align-X | 0 |  | TRUE
test_plan (2) |  | 3 | Initialization | Align-X | 0 |  | TRUE
test_plan (2) |  | 4 | Download | Align-X | 16.6 |  | TRUE
test_plan (2) |  | 3 | Functional Tests | Align-X | 22.8 |  | TRUE
test_plan (2) |  | 2 | Functional Tests | Align-X | 50.0333 |  | TRUE
test_plan (2) |  | 4 | Functional Tests | Align-X | 81.3333 |  | TRUE
test_plan (2) |  | 9 | Functional Tests | Align-X | 2.8167 |  | TRUE
test_plan (2) |  | 15 | Functional Tests | Align-X | 13.2833 |  | TRUE
test_plan (2) |  | 30 | Functional Tests | Align-X | 0 |  | TRUE
test_plan (2) |  | 31 | Functional Tests | Align-X | 0 |  | TRUE
test_plan (2) |  | 4 | Adjustments | PNA-X | 250.6667 |  | TRUE
test_plan (2) |  | 5 | Adjustments | PNA-X | 154 |  | TRUE
test_plan (2) |  | 6 | Adjustments | PNA-X | 661.1833 |  | TRUE
test_plan (2) |  | 112 | Phase Measurements | PNA-X | 109.35 |  | TRUE | Parent Group F
test_plan (2) |  | 212 | Phase Measurements | PNA-X | 97.7333 |  | TRUE | Parent Group G
test_plan (2) |  | 312 | Phase Measurements | PNA-X | 77.1667 |  | TRUE | Parent Group H
test_plan (2) |  | 13 | Adjustments | ACLR-Test | 269.25 |  | TRUE
test_plan (2) |  | 14 | Amplitude Accuracy | PNA-X | 10.7667 |  | TRUE
test_plan (2) |  | 13 | Amplitude Accuracy | PNA-X | 5.8167 |  | TRUE
test_plan (2) |  | 12 | Amplitude Accuracy | PNA-X | 3.9667 |  | TRUE
test_plan (2) |  | 2 | LoadingGateTest | YS Loading Gate | 2.2 |  | TRUE
test_plan (2) |  | 81 |  |  | 0 |  | TRUE
test_plan (2) |  | 5 | Functional Tests | PNA-X | 3.45 |  | TRUE
test_plan (2) |  | 4 | Amplitude Accuracy | PNA-X | 36.35 |  | TRUE | Parent Group I
test_plan (2) |  | 34 | Amplitude Accuracy | PNA-X | 9.95 | 4 | TRUE | Parent Group I
test_plan (2) |  | 44 | Amplitude Accuracy | PNA-X | 118.9667 | 4 | TRUE | Parent Group I
test_plan (2) |  | 64 | Amplitude Accuracy | PNA-X | 5.6833 | 4 | TRUE | Parent Group I
test_plan (2) |  | 74 | Amplitude Accuracy | PNA-X | 152.15 | 4 | TRUE | Parent Group I
test_plan (2) |  | 3 | Amplitude Accuracy | PNA-X | 23.3167 |  | TRUE | Parent Group J
test_plan (2) |  | 33 | Amplitude Accuracy | PNA-X | 5.3 | 3 | TRUE | Parent Group J
test_plan (2) |  | 43 | Amplitude Accuracy | PNA-X | 42.8 | 3 | TRUE | Parent Group J
test_plan (2) |  | 63 | Amplitude Accuracy | PNA-X | 5.8333 | 3 | TRUE | Parent Group J
test_plan (2) |  | 73 | Amplitude Accuracy | PNA-X | 46.7667 | 3 | TRUE | Parent Group J
test_plan (2) |  | 83 | Amplitude Accuracy | PNA-X | 9.7167 | 3 | TRUE | Parent Group J
test_plan (2) |  | 2 | Amplitude Accuracy | PNA-X | 25.5667 |  | TRUE | Parent Group K
test_plan (2) |  | 22 | Amplitude Accuracy | PNA-X | 177.9833 |  | TRUE
test_plan (2) |  | 32 | Amplitude Accuracy | PNA-X | 4.7167 | 2 | TRUE | Parent Group K
test_plan (2) |  | 42 | Amplitude Accuracy | PNA-X | 35.55 | 2 | TRUE | Parent Group K
test_plan (2) |  | 62 | Amplitude Accuracy | PNA-X | 55.15 | 2 | TRUE | Parent Group K
test_plan (2) |  | 72 | Amplitude Accuracy | PNA-X | 176.5167 | 2 | TRUE | Parent Group K
test_plan (2) |  | 82 | Amplitude Accuracy | PNA-X | 10.8167 |  | TRUE
test_plan (2) |  | 9 | Amplitude Accuracy | ACLR-Test | 23.4333 | 4 | TRUE | Parent Group I
test_plan (2) |  | 8 | Amplitude Accuracy | ACLR-Test | 89.7 | 4 | TRUE | Parent Group I
test_plan (2) |  | 54 | Amplitude Accuracy | ACLR-Test | 88.9167 |  | TRUE
test_plan (2) |  | 7 | Amplitude Accuracy | ACLR-Test | 135.1833 | 3 | TRUE | Parent Group J
test_plan (2) |  | 53 | Amplitude Accuracy | ACLR-Test | 56.0167 |  | TRUE
test_plan (2) |  | 87 | Amplitude Accuracy | ACLR-Test | 26.3 | 3 | TRUE | Parent Group J
test_plan (2) |  | 6 | Amplitude Accuracy | ACLR-Test | 61.6667 | 2 | TRUE | Parent Group K
test_plan (2) |  | 52 | Amplitude Accuracy | ACLR-Test | 33.9667 |  | TRUE
test_plan (2) |  | 86 | Amplitude Accuracy | ACLR-Test | 36.45 | 2 | TRUE | Parent Group K
test_plan (2) |  | 9 | PhaseNoise | Peanuts Phase Noise | 36.7167 |  | TRUE | Parent Group V
test_plan (2) |  | 4 | PhaseNoise | Peanuts Phase Noise | 18.15 |  | TRUE
test_plan (2) |  | 3 | PhaseNoise | Peanuts Phase Noise | 13.2333 |  | TRUE
test_plan (2) |  | 2 | PhaseNoise | Peanuts Phase Noise | 29.6167 |  | TRUE
test_plan (2) |  | 44 | PhaseNoise | Peanuts Phase Noise | 20.25 | 9 | TRUE | Parent Group V
test_plan (2) |  | 43 | PhaseNoise | Peanuts Phase Noise | 15.5333 | 9 | TRUE | Parent Group V
test_plan (2) |  | 42 | PhaseNoise | Peanuts Phase Noise | 31.5833 | 9 | TRUE | Parent Group V
test_plan (2) |  | 8 | Channel Flatness | ACLR-Test | 1.1333 |  | TRUE
test_plan (2) |  | 7 | Channel Flatness | ACLR-Test | 5.1333 |  | TRUE
test_plan (2) |  | 6 | Channel Flatness | ACLR-Test | 4.8333 |  | TRUE
test_plan (2) |  | 3 | Channel Flatness | ACLR-Test | 2.1167 |  | TRUE
test_plan (2) |  | 5 | Functional Tests | ACLR-Test | 3.0833 |  | TRUE
test_plan (2) |  | 36 | Phase Measurements | ACLR-Test | 18.2833 | 312 | TRUE | Parent Group H
test_plan (2) |  | 35 | Phase Measurements | PNA-X | 32.9833 | 312 | TRUE | Parent Group H
test_plan (2) |  | 34 | Phase Measurements | ACLR-Test | 9.5667 | 212 | TRUE | Parent Group G
test_plan (2) |  | 33 | Phase Measurements | PNA-X | 26.0833 | 212 | TRUE | Parent Group G
test_plan (2) |  | 32 | Phase Measurements | ACLR-Test | 26.7833 | 112 | TRUE | Parent Group F
test_plan (2) |  | 31 | Phase Measurements | PNA-X | 21.7 | 112 | TRUE | Parent Group F
test_plan (2) |  | 5 | Functional Tests | X-Mod | 3.05 |  | TRUE
test_plan (2) |  | 5 | Switching Speed | X-Mod | 133.75 |  | TRUE
test_plan (2) |  | 4 | Switching Speed | X-Mod | 31.9333 |  | TRUE
test_plan (2) |  | 3 | Switching Speed | X-Mod | 18.5167 |  | TRUE
test_plan (2) |  | 12 | Pulse Modulation | ACLR-Test | 11.3833 |  | TRUE
test_plan (2) |  | 11 | Pulse Modulation | ACLR-Test | 32.9333 |  | TRUE
test_plan (2) |  | 5 | Pulse Modulation | X-Mod | 65.0833 |  | TRUE
test_plan (2) |  | 4 | Pulse Modulation | X-Mod | 28.2 |  | TRUE
test_plan (2) |  | 3 | Pulse Modulation | X-Mod | 24.6167 |  | TRUE
test_plan (2) |  | 4 | Analog Modulation | ACLR-Test | 42.6167 |  | TRUE
test_plan (2) |  | 3 | Analog Modulation | ACLR-Test | 14.6833 |  | TRUE
test_plan (2) |  | 2 | Analog Modulation | ACLR-Test | 24.8167 |  | TRUE
test_plan (2) |  | 54 | Spectral | ACLR-Test | 140 |  | TRUE
test_plan (2) |  | 26 | Spectral | ACLR-Test | 49.55 |  | TRUE
test_plan (2) |  | 25 | Spectral | ACLR-Test | 50.25 |  | TRUE
test_plan (2) |  | 24 | Spectral | ACLR-Test | 343.1 |  | TRUE
test_plan (2) |  | 23 | Spectral | ACLR-Test | 20.05 |  | TRUE
test_plan (2) |  | 16 | Spectral | ACLR-Test | 40.2833 |  | TRUE
test_plan (2) |  | 15 | Spectral | ACLR-Test | 51.5833 |  | TRUE
test_plan (2) |  | 14 | Spectral | ACLR-Test | 347.75 |  | TRUE
test_plan (2) |  | 13 | Spectral | ACLR-Test | 104.9833 |  | TRUE
test_plan (2) |  | 6 | Spectral | ACLR-Test | 57.1 |  | TRUE
test_plan (2) |  | 5 | Spectral | ACLR-Test | 41.3 |  | TRUE
test_plan (2) |  | 4 | Spectral | ACLR-Test | 149.1667 |  | TRUE
test_plan (2) |  | 3 | Spectral | ACLR-Test | 38.1667 |  | TRUE
test_plan (2) |  | 8 | Acpr | ACLR-Test | 9.2833 |  | TRUE
test_plan (2) |  | 7 | Acpr | ACLR-Test | 111.7 |  | TRUE
test_plan (2) |  | 6 | Acpr | ACLR-Test | 40.6667 |  | TRUE
test_plan (2) |  | 4 | Acpr | ACLR-Test | 109.5667 |  | TRUE
test_plan (2) |  | 29 | Amplitude Accuracy | PNA-X | 3.2667 |  | TRUE
test_plan (2) |  | 21 | Amplitude Accuracy | PNA-X | 8.0667 |  | TRUE
test_plan (2) |  | 6 | MCS3 Reconfig | Postponement | 1.65 |  | TRUE
test_plan (2) |  | 2 | CustomerInit | Postponement | 8.1167 |  | TRUE
test_plan (2) |  | 3 | CustomerInit | Postponement | 1.4 |  | TRUE
test_plan (2) |  | 5 | Functional Tests | Postponement | 6.4333 |  | TRUE
test_plan (2) |  | 17 | Functional Tests | Postponement | 2.8167 |  | TRUE
test_plan (2) |  | 2 | FinalConfiguration | Postponement | 3.65 |  | TRUE
test_plan (2) |  | 34 | Functional Tests | Postponement | 0.2 |  | TRUE
test_plan (2) |  | 2 | Hi Pot | Hi Pot | 0 |  | TRUE
|  | 2 | Hi Pot | Hi Pot | 0.66667 |  | TRUE
|  | 2 | Download | Align-X | 0 |  | TRUE
|  | 2 | Initialization | Align-X | 0 |  | TRUE
|  | 3 | Initialization | Align-X | 0 |  | TRUE
|  | 4 | Download | Align-X | 16.6 |  | TRUE
|  | 3 | Functional Tests | Align-X | 22.8 |  | TRUE
|  | 2 | Functional Tests | Align-X | 50.0333 |  | TRUE
|  | 4 | Functional Tests | Align-X | 81.3333 |  | TRUE
|  | 9 | Functional Tests | Align-X | 2.8167 |  | TRUE
|  | 15 | Functional Tests | Align-X | 13.2833 |  | TRUE
|  | 30 | Functional Tests | Align-X | 0 |  | TRUE
|  | 31 | Functional Tests | Align-X | 0 |  | TRUE
|  | 4 | Adjustments | PNA-X | 250.6667 |  | TRUE
|  | 5 | Adjustments | PNA-X | 154 |  | TRUE
|  | 6 | Adjustments | PNA-X | 661.1833 |  | TRUE
|  | 112 | Phase Measurements | PNA-X | 109.35 |  | TRUE
|  | 212 | Phase Measurements | PNA-X | 97.7333 |  | TRUE
|  | 312 | Phase Measurements | PNA-X | 77.1667 |  | TRUE
|  | 13 | Adjustments | ACLR-Test | 269.25 |  | TRUE
|  | 14 | Amplitude Accuracy | PNA-X | 10.7667 |  | TRUE
|  | 13 | Amplitude Accuracy | PNA-X | 5.8167 |  | TRUE
|  | 12 | Amplitude Accuracy | PNA-X | 3.9667 |  | TRUE
|  | 2 | LoadingGateTest | YS Loading Gate | 2.2 |  | TRUE
|  | 81 |  |  | 0 |  | TRUE
|  | 5 | Functional Tests | PNA-X | 3.45 |  | TRUE
|  | 4 | Amplitude Accuracy | PNA-X | 36.35 |  | TRUE
|  | 34 | Amplitude Accuracy | PNA-X | 9.95 |  | TRUE
|  | 44 | Amplitude Accuracy | PNA-X | 118.9667 |  | TRUE
|  | 64 | Amplitude Accuracy | PNA-X | 5.6833 |  | TRUE
|  | 74 | Amplitude Accuracy | PNA-X | 152.15 |  | TRUE
|  | 3 | Amplitude Accuracy | PNA-X | 23.3167 |  | TRUE
|  | 33 | Amplitude Accuracy | PNA-X | 5.3 |  | TRUE
|  | 43 | Amplitude Accuracy | PNA-X | 42.8 |  | TRUE
|  | 63 | Amplitude Accuracy | PNA-X | 5.8333 |  | TRUE
|  | 73 | Amplitude Accuracy | PNA-X | 46.7667 |  | TRUE
|  | 83 | Amplitude Accuracy | PNA-X | 9.7167 |  | TRUE
|  | 2 | Amplitude Accuracy | PNA-X | 25.5667 |  | TRUE
|  | 22 | Amplitude Accuracy | PNA-X | 177.9833 |  | TRUE
|  | 32 | Amplitude Accuracy | PNA-X | 4.7167 |  | TRUE
|  | 42 | Amplitude Accuracy | PNA-X | 35.55 |  | TRUE
|  | 62 | Amplitude Accuracy | PNA-X | 55.15 |  | TRUE
|  | 72 | Amplitude Accuracy | PNA-X | 176.5167 |  | TRUE
|  | 82 | Amplitude Accuracy | PNA-X | 10.8167 |  | TRUE
|  | 9 | Amplitude Accuracy | ACLR-Test | 23.4333 |  | TRUE
|  | 8 | Amplitude Accuracy | ACLR-Test | 89.7 |  | TRUE
|  | 54 | Amplitude Accuracy | ACLR-Test | 88.9167 |  | TRUE
|  | 7 | Amplitude Accuracy | ACLR-Test | 135.1833 |  | TRUE
|  | 53 | Amplitude Accuracy | ACLR-Test | 56.0167 |  | TRUE
|  | 87 | Amplitude Accuracy | ACLR-Test | 26.3 |  | TRUE
|  | 6 | Amplitude Accuracy | ACLR-Test | 61.6667 |  | TRUE
|  | 52 | Amplitude Accuracy | ACLR-Test | 33.9667 |  | TRUE
|  | 86 | Amplitude Accuracy | ACLR-Test | 36.45 |  | TRUE
|  | 9 | PhaseNoise | Peanuts Phase Noise | 36.7167 |  | TRUE
|  | 4 | PhaseNoise | Peanuts Phase Noise | 18.15 |  | TRUE
|  | 3 | PhaseNoise | Peanuts Phase Noise | 13.2333 |  | TRUE
|  | 2 | PhaseNoise | Peanuts Phase Noise | 29.6167 |  | TRUE
|  | 44 | PhaseNoise | Peanuts Phase Noise | 20.25 |  | TRUE
|  | 43 | PhaseNoise | Peanuts Phase Noise | 15.5333 |  | TRUE
|  | 42 | PhaseNoise | Peanuts Phase Noise | 31.5833 |  | TRUE
|  | 8 | Channel Flatness | ACLR-Test | 1.1333 |  | TRUE
|  | 7 | Channel Flatness | ACLR-Test | 5.1333 |  | TRUE
|  | 6 | Channel Flatness | ACLR-Test | 4.8333 |  | TRUE
|  | 3 | Channel Flatness | ACLR-Test | 2.1167 |  | TRUE
|  | 5 | Functional Tests | ACLR-Test | 3.0833 |  | TRUE
|  | 36 | Phase Measurements | ACLR-Test | 18.2833 |  | TRUE
|  | 35 | Phase Measurements | PNA-X | 32.9833 |  | TRUE
|  | 34 | Phase Measurements | ACLR-Test | 9.5667 |  | TRUE
|  | 33 | Phase Measurements | PNA-X | 26.0833 |  | TRUE
|  | 32 | Phase Measurements | ACLR-Test | 26.7833 |  | TRUE
|  | 31 | Phase Measurements | PNA-X | 21.7 |  | TRUE
|  | 5 | Functional Tests | X-Mod | 3.05 |  | TRUE
|  | 5 | Switching Speed | X-Mod | 133.75 |  | TRUE
|  | 4 | Switching Speed | X-Mod | 31.9333 |  | TRUE
|  | 3 | Switching Speed | X-Mod | 18.5167 |  | TRUE
|  | 12 | Pulse Modulation | ACLR-Test | 11.3833 |  | TRUE
|  | 11 | Pulse Modulation | ACLR-Test | 32.9333 |  | TRUE
|  | 5 | Pulse Modulation | X-Mod | 65.0833 |  | TRUE
|  | 4 | Pulse Modulation | X-Mod | 28.2 |  | TRUE
|  | 3 | Pulse Modulation | X-Mod | 24.6167 |  | TRUE
|  | 4 | Analog Modulation | ACLR-Test | 42.6167 |  | TRUE
|  | 3 | Analog Modulation | ACLR-Test | 14.6833 |  | TRUE
|  | 2 | Analog Modulation | ACLR-Test | 24.8167 |  | TRUE
|  | 54 | Spectral | ACLR-Test | 140 |  | TRUE
|  | 26 | Spectral | ACLR-Test | 49.55 |  | TRUE
|  | 25 | Spectral | ACLR-Test | 50.25 |  | TRUE
|  | 24 | Spectral | ACLR-Test | 343.1 |  | TRUE
|  | 23 | Spectral | ACLR-Test | 20.05 |  | TRUE
|  | 16 | Spectral | ACLR-Test | 40.2833 |  | TRUE
|  | 15 | Spectral | ACLR-Test | 51.5833 |  | TRUE
|  | 14 | Spectral | ACLR-Test | 347.75 |  | TRUE
|  | 13 | Spectral | ACLR-Test | 104.9833 |  | TRUE
|  | 6 | Spectral | ACLR-Test | 57.1 |  | TRUE
|  | 5 | Spectral | ACLR-Test | 41.3 |  | TRUE
|  | 4 | Spectral | ACLR-Test | 149.1667 |  | TRUE
|  | 3 | Spectral | ACLR-Test | 38.1667 |  | TRUE
|  | 8 | Acpr | ACLR-Test | 9.2833 |  | TRUE
|  | 7 | Acpr | ACLR-Test | 111.7 |  | TRUE
|  | 6 | Acpr | ACLR-Test | 40.6667 |  | TRUE
|  | 4 | Acpr | ACLR-Test | 109.5667 |  | TRUE
|  | 29 | Amplitude Accuracy | PNA-X | 3.2667 |  | TRUE
|  | 21 | Amplitude Accuracy | PNA-X | 8.0667 |  | TRUE
|  | 6 | MCS3 Reconfig | Postponement | 1.65 |  | TRUE
|  | 2 | CustomerInit | Postponement | 8.1167 |  | TRUE
|  | 3 | CustomerInit | Postponement | 1.4 |  | TRUE
|  | 5 | Functional Tests | Postponement | 6.4333 |  | TRUE
|  | 17 | Functional Tests | Postponement | 2.8167 |  | TRUE
|  | 2 | FinalConfiguration | Postponement | 3.65 |  | TRUE
|  | 34 | Functional Tests | Postponement | 0.2 |  | TRUE
|  | 2 | Hi Pot | Hi Pot | 0 |  | TRUE
|  | 2 | Hi Pot | Hi Pot | 0.66667 |  | TRUE
|  | 2 | Download | Align-X | 0 |  | TRUE
|  | 2 | Initialization | Align-X | 0 |  | TRUE
|  | 3 | Initialization | Align-X | 0 |  | TRUE
|  | 4 | Download | Align-X | 16.6 |  | TRUE
|  | 3 | Functional Tests | Align-X | 22.8 |  | TRUE
|  | 2 | Functional Tests | Align-X | 50.0333 |  | TRUE
|  | 4 | Functional Tests | Align-X | 81.3333 |  | TRUE
|  | 9 | Functional Tests | Align-X | 2.8167 |  | TRUE
|  | 15 | Functional Tests | Align-X | 13.2833 |  | TRUE
|  | 30 | Functional Tests | Align-X | 0 |  | TRUE
|  | 31 | Functional Tests | Align-X | 0 |  | TRUE
|  | 4 | Adjustments | PNA-X | 250.6667 |  | TRUE
|  | 5 | Adjustments | PNA-X | 154 |  | TRUE
|  | 6 | Adjustments | PNA-X | 661.1833 |  | TRUE
|  | 112 | Phase Measurements | PNA-X | 109.35 |  | TRUE
|  | 212 | Phase Measurements | PNA-X | 97.7333 |  | TRUE
|  | 312 | Phase Measurements | PNA-X | 77.1667 |  | TRUE
|  | 13 | Adjustments | ACLR-Test | 269.25 |  | TRUE
|  | 14 | Amplitude Accuracy | PNA-X | 10.7667 |  | TRUE
|  | 13 | Amplitude Accuracy | PNA-X | 5.8167 |  | TRUE
|  | 12 | Amplitude Accuracy | PNA-X | 3.9667 |  | TRUE
|  | 2 | LoadingGateTest | YS Loading Gate | 2.2 |  | TRUE
|  | 81 |  |  | 0 |  | TRUE
|  | 5 | Functional Tests | PNA-X | 3.45 |  | TRUE
|  | 4 | Amplitude Accuracy | PNA-X | 36.35 |  | TRUE
|  | 34 | Amplitude Accuracy | PNA-X | 9.95 |  | TRUE
|  | 44 | Amplitude Accuracy | PNA-X | 118.9667 |  | TRUE
|  | 64 | Amplitude Accuracy | PNA-X | 5.6833 |  | TRUE
|  | 74 | Amplitude Accuracy | PNA-X | 152.15 |  | TRUE
|  | 3 | Amplitude Accuracy | PNA-X | 23.3167 |  | TRUE
|  | 33 | Amplitude Accuracy | PNA-X | 5.3 |  | TRUE
|  | 43 | Amplitude Accuracy | PNA-X | 42.8 |  | TRUE
|  | 63 | Amplitude Accuracy | PNA-X | 5.8333 |  | TRUE
|  | 73 | Amplitude Accuracy | PNA-X | 46.7667 |  | TRUE
|  | 83 | Amplitude Accuracy | PNA-X | 9.7167 |  | TRUE
|  | 2 | Amplitude Accuracy | PNA-X | 25.5667 |  | TRUE
|  | 22 | Amplitude Accuracy | PNA-X | 177.9833 |  | TRUE
|  | 32 | Amplitude Accuracy | PNA-X | 4.7167 |  | TRUE
|  | 42 | Amplitude Accuracy | PNA-X | 35.55 |  | TRUE
|  | 62 | Amplitude Accuracy | PNA-X | 55.15 |  | TRUE
|  | 72 | Amplitude Accuracy | PNA-X | 176.5167 |  | TRUE
|  | 82 | Amplitude Accuracy | PNA-X | 10.8167 |  | TRUE
|  | 9 | Amplitude Accuracy | ACLR-Test | 23.4333 |  | TRUE
|  | 8 | Amplitude Accuracy | ACLR-Test | 89.7 |  | TRUE
|  | 54 | Amplitude Accuracy | ACLR-Test | 88.9167 |  | TRUE
|  | 7 | Amplitude Accuracy | ACLR-Test | 135.1833 |  | TRUE
|  | 53 | Amplitude Accuracy | ACLR-Test | 56.0167 |  | TRUE
|  | 87 | Amplitude Accuracy | ACLR-Test | 26.3 |  | TRUE
|  | 6 | Amplitude Accuracy | ACLR-Test | 61.6667 |  | TRUE
|  | 52 | Amplitude Accuracy | ACLR-Test | 33.9667 |  | TRUE
|  | 86 | Amplitude Accuracy | ACLR-Test | 36.45 |  | TRUE
|  | 9 | PhaseNoise | Peanuts Phase Noise | 36.7167 |  | TRUE
|  | 4 | PhaseNoise | Peanuts Phase Noise | 18.15 |  | TRUE
|  | 3 | PhaseNoise | Peanuts Phase Noise | 13.2333 |  | TRUE
|  | 2 | PhaseNoise | Peanuts Phase Noise | 29.6167 |  | TRUE
|  | 44 | PhaseNoise | Peanuts Phase Noise | 20.25 |  | TRUE
|  | 43 | PhaseNoise | Peanuts Phase Noise | 15.5333 |  | TRUE
|  | 42 | PhaseNoise | Peanuts Phase Noise | 31.5833 |  | TRUE
|  | 8 | Channel Flatness | ACLR-Test | 1.1333 |  | TRUE
|  | 7 | Channel Flatness | ACLR-Test | 5.1333 |  | TRUE
|  | 6 | Channel Flatness | ACLR-Test | 4.8333 |  | TRUE
|  | 3 | Channel Flatness | ACLR-Test | 2.1167 |  | TRUE
|  | 5 | Functional Tests | ACLR-Test | 3.0833 |  | TRUE
|  | 36 | Phase Measurements | ACLR-Test | 18.2833 |  | TRUE
|  | 35 | Phase Measurements | PNA-X | 32.9833 |  | TRUE
|  | 34 | Phase Measurements | ACLR-Test | 9.5667 |  | TRUE
|  | 33 | Phase Measurements | PNA-X | 26.0833 |  | TRUE
|  | 32 | Phase Measurements | ACLR-Test | 26.7833 |  | TRUE
|  | 31 | Phase Measurements | PNA-X | 21.7 |  | TRUE
|  | 5 | Functional Tests | X-Mod | 3.05 |  | TRUE
|  | 5 | Switching Speed | X-Mod | 133.75 |  | TRUE
|  | 4 | Switching Speed | X-Mod | 31.9333 |  | TRUE
|  | 3 | Switching Speed | X-Mod | 18.5167 |  | TRUE
|  | 12 | Pulse Modulation | ACLR-Test | 11.3833 |  | TRUE
|  | 11 | Pulse Modulation | ACLR-Test | 32.9333 |  | TRUE
|  | 5 | Pulse Modulation | X-Mod | 65.0833 |  | TRUE
|  | 4 | Pulse Modulation | X-Mod | 28.2 |  | TRUE
|  | 3 | Pulse Modulation | X-Mod | 24.6167 |  | TRUE
|  | 4 | Analog Modulation | ACLR-Test | 42.6167 |  | TRUE
|  | 3 | Analog Modulation | ACLR-Test | 14.6833 |  | TRUE
|  | 2 | Analog Modulation | ACLR-Test | 24.8167 |  | TRUE
|  | 54 | Spectral | ACLR-Test | 140 |  | TRUE
|  | 26 | Spectral | ACLR-Test | 49.55 |  | TRUE
|  | 25 | Spectral | ACLR-Test | 50.25 |  | TRUE
|  | 24 | Spectral | ACLR-Test | 343.1 |  | TRUE
|  | 23 | Spectral | ACLR-Test | 20.05 |  | TRUE
|  | 16 | Spectral | ACLR-Test | 40.2833 |  | TRUE
|  | 15 | Spectral | ACLR-Test | 51.5833 |  | TRUE
|  | 14 | Spectral | ACLR-Test | 347.75 |  | TRUE
|  | 13 | Spectral | ACLR-Test | 104.9833 |  | TRUE
|  | 6 | Spectral | ACLR-Test | 57.1 |  | TRUE
|  | 5 | Spectral | ACLR-Test | 41.3 |  | TRUE
|  | 4 | Spectral | ACLR-Test | 149.1667 |  | TRUE
|  | 3 | Spectral | ACLR-Test | 38.1667 |  | TRUE
|  | 8 | Acpr | ACLR-Test | 9.2833 |  | TRUE
|  | 7 | Acpr | ACLR-Test | 111.7 |  | TRUE
|  | 6 | Acpr | ACLR-Test | 40.6667 |  | TRUE
|  | 4 | Acpr | ACLR-Test | 109.5667 |  | TRUE
|  | 29 | Amplitude Accuracy | PNA-X | 3.2667 |  | TRUE
|  | 21 | Amplitude Accuracy | PNA-X | 8.0667 |  | TRUE
|  | 6 | MCS3 Reconfig | Postponement | 1.65 |  | TRUE
|  | 2 | CustomerInit | Postponement | 8.1167 |  | TRUE
|  | 3 | CustomerInit | Postponement | 1.4 |  | TRUE
|  | 5 | Functional Tests | Postponement | 6.4333 |  | TRUE
|  | 17 | Functional Tests | Postponement | 2.8167 |  | TRUE
|  | 2 | FinalConfiguration | Postponement | 3.65 |  | TRUE
|  | 34 | Functional Tests | Postponement | 0.2 |  | TRUE
|  | 2 | Hi Pot | Hi Pot | 0 |  | TRUE
|  | 2 | Hi Pot | Hi Pot | 0.66667 |  | TRUE
|  | 2 | Download | Align-X | 0 |  | TRUE
|  | 2 | Initialization | Align-X | 0 |  | TRUE
|  | 3 | Initialization | Align-X | 0 |  | TRUE
|  | 4 | Download | Align-X | 16.6 |  | TRUE
|  | 3 | Functional Tests | Align-X | 22.8 |  | TRUE
|  | 2 | Functional Tests | Align-X | 50.0333 |  | TRUE
|  | 4 | Functional Tests | Align-X | 81.3333 |  | TRUE
|  | 9 | Functional Tests | Align-X | 2.8167 |  | TRUE
|  | 15 | Functional Tests | Align-X | 13.2833 |  | TRUE
|  | 30 | Functional Tests | Align-X | 0 |  | TRUE
|  | 31 | Functional Tests | Align-X | 0 |  | TRUE
|  | 4 | Adjustments | PNA-X | 250.6667 |  | TRUE
|  | 5 | Adjustments | PNA-X | 154 |  | TRUE
|  | 6 | Adjustments | PNA-X | 661.1833 |  | TRUE
|  | 112 | Phase Measurements | PNA-X | 109.35 |  | TRUE
|  | 212 | Phase Measurements | PNA-X | 97.7333 |  | TRUE
|  | 312 | Phase Measurements | PNA-X | 77.1667 |  | TRUE
|  | 13 | Adjustments | ACLR-Test | 269.25 |  | TRUE
|  | 14 | Amplitude Accuracy | PNA-X | 10.7667 |  | TRUE
|  | 13 | Amplitude Accuracy | PNA-X | 5.8167 |  | TRUE
|  | 12 | Amplitude Accuracy | PNA-X | 3.9667 |  | TRUE
|  | 2 | LoadingGateTest | YS Loading Gate | 2.2 |  | TRUE
|  | 81 |  |  | 0 |  | TRUE
|  | 5 | Functional Tests | PNA-X | 3.45 |  | TRUE
|  | 4 | Amplitude Accuracy | PNA-X | 36.35 |  | TRUE
|  | 34 | Amplitude Accuracy | PNA-X | 9.95 |  | TRUE
|  | 44 | Amplitude Accuracy | PNA-X | 118.9667 |  | TRUE
|  | 64 | Amplitude Accuracy | PNA-X | 5.6833 |  | TRUE
|  | 74 | Amplitude Accuracy | PNA-X | 152.15 |  | TRUE
|  | 3 | Amplitude Accuracy | PNA-X | 23.3167 |  | TRUE
|  | 33 | Amplitude Accuracy | PNA-X | 5.3 |  | TRUE
|  | 43 | Amplitude Accuracy | PNA-X | 42.8 |  | TRUE
|  | 63 | Amplitude Accuracy | PNA-X | 5.8333 |  | TRUE
|  | 73 | Amplitude Accuracy | PNA-X | 46.7667 |  | TRUE
|  | 83 | Amplitude Accuracy | PNA-X | 9.7167 |  | TRUE
|  | 2 | Amplitude Accuracy | PNA-X | 25.5667 |  | TRUE
|  | 22 | Amplitude Accuracy | PNA-X | 177.9833 |  | TRUE
|  | 32 | Amplitude Accuracy | PNA-X | 4.7167 |  | TRUE
|  | 42 | Amplitude Accuracy | PNA-X | 35.55 |  | TRUE
|  | 62 | Amplitude Accuracy | PNA-X | 55.15 |  | TRUE
|  | 72 | Amplitude Accuracy | PNA-X | 176.5167 |  | TRUE
|  | 82 | Amplitude Accuracy | PNA-X | 10.8167 |  | TRUE
|  | 9 | Amplitude Accuracy | ACLR-Test | 23.4333 |  | TRUE
|  | 8 | Amplitude Accuracy | ACLR-Test | 89.7 |  | TRUE
|  | 54 | Amplitude Accuracy | ACLR-Test | 88.9167 |  | TRUE
|  | 7 | Amplitude Accuracy | ACLR-Test | 135.1833 |  | TRUE
|  | 53 | Amplitude Accuracy | ACLR-Test | 56.0167 |  | TRUE
|  | 87 | Amplitude Accuracy | ACLR-Test | 26.3 |  | TRUE
|  | 6 | Amplitude Accuracy | ACLR-Test | 61.6667 |  | TRUE
|  | 52 | Amplitude Accuracy | ACLR-Test | 33.9667 |  | TRUE
|  | 86 | Amplitude Accuracy | ACLR-Test | 36.45 |  | TRUE
|  | 9 | PhaseNoise | Peanuts Phase Noise | 36.7167 |  | TRUE
|  | 4 | PhaseNoise | Peanuts Phase Noise | 18.15 |  | TRUE
|  | 3 | PhaseNoise | Peanuts Phase Noise | 13.2333 |  | TRUE
|  | 2 | PhaseNoise | Peanuts Phase Noise | 29.6167 |  | TRUE
|  | 44 | PhaseNoise | Peanuts Phase Noise | 20.25 |  | TRUE
|  | 43 | PhaseNoise | Peanuts Phase Noise | 15.5333 |  | TRUE
|  | 42 | PhaseNoise | Peanuts Phase Noise | 31.5833 |  | TRUE
|  | 8 | Channel Flatness | ACLR-Test | 1.1333 |  | TRUE
|  | 7 | Channel Flatness | ACLR-Test | 5.1333 |  | TRUE
|  | 6 | Channel Flatness | ACLR-Test | 4.8333 |  | TRUE
|  | 3 | Channel Flatness | ACLR-Test | 2.1167 |  | TRUE
|  | 5 | Functional Tests | ACLR-Test | 3.0833 |  | TRUE
|  | 36 | Phase Measurements | ACLR-Test | 18.2833 |  | TRUE
|  | 35 | Phase Measurements | PNA-X | 32.9833 |  | TRUE
|  | 34 | Phase Measurements | ACLR-Test | 9.5667 |  | TRUE
|  | 33 | Phase Measurements | PNA-X | 26.0833 |  | TRUE
|  | 32 | Phase Measurements | ACLR-Test | 26.7833 |  | TRUE
|  | 31 | Phase Measurements | PNA-X | 21.7 |  | TRUE
|  | 5 | Functional Tests | X-Mod | 3.05 |  | TRUE
|  | 5 | Switching Speed | X-Mod | 133.75 |  | TRUE
|  | 4 | Switching Speed | X-Mod | 31.9333 |  | TRUE
|  | 3 | Switching Speed | X-Mod | 18.5167 |  | TRUE
|  | 12 | Pulse Modulation | ACLR-Test | 11.3833 |  | TRUE
|  | 11 | Pulse Modulation | ACLR-Test | 32.9333 |  | TRUE
|  | 5 | Pulse Modulation | X-Mod | 65.0833 |  | TRUE
|  | 4 | Pulse Modulation | X-Mod | 28.2 |  | TRUE
|  | 3 | Pulse Modulation | X-Mod | 24.6167 |  | TRUE
|  | 4 | Analog Modulation | ACLR-Test | 42.6167 |  | TRUE
|  | 3 | Analog Modulation | ACLR-Test | 14.6833 |  | TRUE
|  | 2 | Analog Modulation | ACLR-Test | 24.8167 |  | TRUE
|  | 54 | Spectral | ACLR-Test | 140 |  | TRUE
|  | 26 | Spectral | ACLR-Test | 49.55 |  | TRUE
|  | 25 | Spectral | ACLR-Test | 50.25 |  | TRUE
|  | 24 | Spectral | ACLR-Test | 343.1 |  | TRUE
|  | 23 | Spectral | ACLR-Test | 20.05 |  | TRUE
|  | 16 | Spectral | ACLR-Test | 40.2833 |  | TRUE
|  | 15 | Spectral | ACLR-Test | 51.5833 |  | TRUE
|  | 14 | Spectral | ACLR-Test | 347.75 |  | TRUE
|  | 13 | Spectral | ACLR-Test | 104.9833 |  | TRUE
|  | 6 | Spectral | ACLR-Test | 57.1 |  | TRUE
|  | 5 | Spectral | ACLR-Test | 41.3 |  | TRUE
|  | 4 | Spectral | ACLR-Test | 149.1667 |  | TRUE
|  | 3 | Spectral | ACLR-Test | 38.1667 |  | TRUE
|  | 8 | Acpr | ACLR-Test | 9.2833 |  | TRUE
|  | 7 | Acpr | ACLR-Test | 111.7 |  | TRUE
|  | 6 | Acpr | ACLR-Test | 40.6667 |  | TRUE
|  | 4 | Acpr | ACLR-Test | 109.5667 |  | TRUE
|  | 29 | Amplitude Accuracy | PNA-X | 3.2667 |  | TRUE
|  | 21 | Amplitude Accuracy | PNA-X | 8.0667 |  | TRUE
|  | 6 | MCS3 Reconfig | Postponement | 1.65 |  | TRUE
|  | 2 | CustomerInit | Postponement | 8.1167 |  | TRUE
|  | 3 | CustomerInit | Postponement | 1.4 |  | TRUE
|  | 5 | Functional Tests | Postponement | 6.4333 |  | TRUE
|  | 17 | Functional Tests | Postponement | 2.8167 |  | TRUE
|  | 2 | FinalConfiguration | Postponement | 3.65 |  | TRUE
|  | 34 | Functional Tests | Postponement | 0.2 |  | TRUE
|  | 2 | Hi Pot | Hi Pot | 0 |  | TRUE
test_plan (2) |  | 2 | Hi Pot | Hi Pot | 0.66667 |  | TRUE
test_plan (2) |  | 2 | Download | Align-X | 0 |  | TRUE
test_plan (2) |  | 2 | Initialization | Align-X | 0 |  | TRUE
test_plan (2) |  | 3 | Initialization | Align-X | 0 |  | TRUE
test_plan (2) |  | 4 | Download | Align-X | 16.6 |  | TRUE
test_plan (2) |  | 3 | Functional Tests | Align-X | 22.8 |  | TRUE
test_plan (2) |  | 2 | Functional Tests | Align-X | 50.0333 |  | TRUE
test_plan (2) |  | 4 | Functional Tests | Align-X | 81.3333 |  | TRUE
test_plan (2) |  | 9 | Functional Tests | Align-X | 2.8167 |  | TRUE
test_plan (2) |  | 15 | Functional Tests | Align-X | 13.2833 |  | TRUE
test_plan (2) |  | 30 | Functional Tests | Align-X | 0 |  | TRUE
test_plan (2) |  | 31 | Functional Tests | Align-X | 0 |  | TRUE
test_plan (2) |  | 4 | Adjustments | PNA-X | 250.6667 |  | TRUE
test_plan (2) |  | 5 | Adjustments | PNA-X | 154 |  | TRUE
test_plan (2) |  | 6 | Adjustments | PNA-X | 661.1833 |  | TRUE
test_plan (2) |  | 112 | Phase Measurements | PNA-X | 109.35 |  | TRUE
test_plan (2) |  | 212 | Phase Measurements | PNA-X | 97.7333 |  | TRUE
test_plan (2) |  | 312 | Phase Measurements | PNA-X | 77.1667 |  | TRUE
test_plan (2) |  | 13 | Adjustments | ACLR-Test | 269.25 |  | TRUE
test_plan (2) |  | 14 | Amplitude Accuracy | PNA-X | 10.7667 |  | TRUE
test_plan (2) |  | 13 | Amplitude Accuracy | PNA-X | 5.8167 |  | TRUE
test_plan (2) |  | 12 | Amplitude Accuracy | PNA-X | 3.9667 |  | TRUE
test_plan (2) |  | 2 | LoadingGateTest | YS Loading Gate | 2.2 |  | TRUE
test_plan (2) |  | 81 |  |  | 0 |  | TRUE
test_plan (2) |  | 5 | Functional Tests | PNA-X | 3.45 |  | TRUE
test_plan (2) |  | 4 | Amplitude Accuracy | PNA-X | 36.35 |  | TRUE
test_plan (2) |  | 34 | Amplitude Accuracy | PNA-X | 9.95 |  | TRUE
test_plan (2) |  | 44 | Amplitude Accuracy | PNA-X | 118.9667 |  | TRUE
test_plan (2) |  | 64 | Amplitude Accuracy | PNA-X | 5.6833 |  | TRUE
test_plan (2) |  | 74 | Amplitude Accuracy | PNA-X | 152.15 |  | TRUE
test_plan (2) |  | 3 | Amplitude Accuracy | PNA-X | 23.3167 |  | TRUE
test_plan (2) |  | 33 | Amplitude Accuracy | PNA-X | 5.3 |  | TRUE
test_plan (2) |  | 43 | Amplitude Accuracy | PNA-X | 42.8 |  | TRUE
test_plan (2) |  | 63 | Amplitude Accuracy | PNA-X | 5.8333 |  | TRUE
test_plan (2) |  | 73 | Amplitude Accuracy | PNA-X | 46.7667 |  | TRUE
test_plan (2) |  | 83 | Amplitude Accuracy | PNA-X | 9.7167 |  | TRUE
test_plan (2) |  | 2 | Amplitude Accuracy | PNA-X | 25.5667 |  | TRUE
test_plan (2) |  | 22 | Amplitude Accuracy | PNA-X | 177.9833 |  | TRUE
test_plan (2) |  | 32 | Amplitude Accuracy | PNA-X | 4.7167 |  | TRUE
test_plan (2) |  | 42 | Amplitude Accuracy | PNA-X | 35.55 |  | TRUE
test_plan (2) |  | 62 | Amplitude Accuracy | PNA-X | 55.15 |  | TRUE
test_plan (2) |  | 72 | Amplitude Accuracy | PNA-X | 176.5167 |  | TRUE
test_plan (2) |  | 82 | Amplitude Accuracy | PNA-X | 10.8167 |  | TRUE
test_plan (2) |  | 9 | Amplitude Accuracy | ACLR-Test | 23.4333 |  | TRUE
test_plan (2) |  | 8 | Amplitude Accuracy | ACLR-Test | 89.7 |  | TRUE
test_plan (2) |  | 54 | Amplitude Accuracy | ACLR-Test | 88.9167 |  | TRUE
test_plan (2) |  | 7 | Amplitude Accuracy | ACLR-Test | 135.1833 |  | TRUE
test_plan (2) |  | 53 | Amplitude Accuracy | ACLR-Test | 56.0167 |  | TRUE
test_plan (2) |  | 87 | Amplitude Accuracy | ACLR-Test | 26.3 |  | TRUE
test_plan (2) |  | 6 | Amplitude Accuracy | ACLR-Test | 61.6667 |  | TRUE
test_plan (2) |  | 52 | Amplitude Accuracy | ACLR-Test | 33.9667 |  | TRUE
test_plan (2) |  | 86 | Amplitude Accuracy | ACLR-Test | 36.45 |  | TRUE
test_plan (2) |  | 9 | PhaseNoise | Peanuts Phase Noise | 36.7167 |  | TRUE
test_plan (2) |  | 4 | PhaseNoise | Peanuts Phase Noise | 18.15 |  | TRUE
test_plan (2) |  | 3 | PhaseNoise | Peanuts Phase Noise | 13.2333 |  | TRUE
test_plan (2) |  | 2 | PhaseNoise | Peanuts Phase Noise | 29.6167 |  | TRUE
test_plan (2) |  | 44 | PhaseNoise | Peanuts Phase Noise | 20.25 |  | TRUE
test_plan (2) |  | 43 | PhaseNoise | Peanuts Phase Noise | 15.5333 |  | TRUE
test_plan (2) |  | 42 | PhaseNoise | Peanuts Phase Noise | 31.5833 |  | TRUE
test_plan (2) |  | 8 | Channel Flatness | ACLR-Test | 1.1333 |  | TRUE
test_plan (2) |  | 7 | Channel Flatness | ACLR-Test | 5.1333 |  | TRUE
test_plan (2) |  | 6 | Channel Flatness | ACLR-Test | 4.8333 |  | TRUE
test_plan (2) |  | 3 | Channel Flatness | ACLR-Test | 2.1167 |  | TRUE
test_plan (2) |  | 5 | Functional Tests | ACLR-Test | 3.0833 |  | TRUE
test_plan (2) |  | 36 | Phase Measurements | ACLR-Test | 18.2833 |  | TRUE
test_plan (2) |  | 35 | Phase Measurements | PNA-X | 32.9833 |  | TRUE
test_plan (2) |  | 34 | Phase Measurements | ACLR-Test | 9.5667 |  | TRUE
test_plan (2) |  | 33 | Phase Measurements | PNA-X | 26.0833 |  | TRUE
test_plan (2) |  | 32 | Phase Measurements | ACLR-Test | 26.7833 |  | TRUE
test_plan (2) |  | 31 | Phase Measurements | PNA-X | 21.7 |  | TRUE
test_plan (2) |  | 5 | Functional Tests | X-Mod | 3.05 |  | TRUE
test_plan (2) |  | 5 | Switching Speed | X-Mod | 133.75 |  | TRUE
test_plan (2) |  | 4 | Switching Speed | X-Mod | 31.9333 |  | TRUE
test_plan (2) |  | 3 | Switching Speed | X-Mod | 18.5167 |  | TRUE
test_plan (2) |  | 12 | Pulse Modulation | ACLR-Test | 11.3833 |  | TRUE
test_plan (2) |  | 11 | Pulse Modulation | ACLR-Test | 32.9333 |  | TRUE
test_plan (2) |  | 5 | Pulse Modulation | X-Mod | 65.0833 |  | TRUE
test_plan (2) |  | 4 | Pulse Modulation | X-Mod | 28.2 |  | TRUE
test_plan (2) |  | 3 | Pulse Modulation | X-Mod | 24.6167 |  | TRUE
test_plan (2) |  | 4 | Analog Modulation | ACLR-Test | 42.6167 |  | TRUE
test_plan (2) |  | 3 | Analog Modulation | ACLR-Test | 14.6833 |  | TRUE
test_plan (2) |  | 2 | Analog Modulation | ACLR-Test | 24.8167 |  | TRUE
test_plan (2) |  | 54 | Spectral | ACLR-Test | 140 |  | TRUE
test_plan (2) |  | 26 | Spectral | ACLR-Test | 49.55 |  | TRUE
test_plan (2) |  | 25 | Spectral | ACLR-Test | 50.25 |  | TRUE
test_plan (2) |  | 24 | Spectral | ACLR-Test | 343.1 |  | TRUE
test_plan (2) |  | 23 | Spectral | ACLR-Test | 20.05 |  | TRUE
test_plan (2) |  | 16 | Spectral | ACLR-Test | 40.2833 |  | TRUE
test_plan (2) |  | 15 | Spectral | ACLR-Test | 51.5833 |  | TRUE
test_plan (2) |  | 14 | Spectral | ACLR-Test | 347.75 |  | TRUE
test_plan (2) |  | 13 | Spectral | ACLR-Test | 104.9833 |  | TRUE
test_plan (2) |  | 6 | Spectral | ACLR-Test | 57.1 |  | TRUE
test_plan (2) |  | 5 | Spectral | ACLR-Test | 41.3 |  | TRUE
test_plan (2) |  | 4 | Spectral | ACLR-Test | 149.1667 |  | TRUE
test_plan (2) |  | 3 | Spectral | ACLR-Test | 38.1667 |  | TRUE
test_plan (2) |  | 8 | Acpr | ACLR-Test | 9.2833 |  | TRUE
test_plan (2) |  | 7 | Acpr | ACLR-Test | 111.7 |  | TRUE
test_plan (2) |  | 6 | Acpr | ACLR-Test | 40.6667 |  | TRUE
test_plan (2) |  | 4 | Acpr | ACLR-Test | 109.5667 |  | TRUE
test_plan (2) |  | 29 | Amplitude Accuracy | PNA-X | 3.2667 |  | TRUE
test_plan (2) |  | 21 | Amplitude Accuracy | PNA-X | 8.0667 |  | TRUE
test_plan (2) |  | 6 | MCS3 Reconfig | Postponement | 1.65 |  | TRUE
test_plan (2) |  | 2 | CustomerInit | Postponement | 8.1167 |  | TRUE
test_plan (2) |  | 3 | CustomerInit | Postponement | 1.4 |  | TRUE
test_plan (2) |  | 5 | Functional Tests | Postponement | 6.4333 |  | TRUE
test_plan (2) |  | 17 | Functional Tests | Postponement | 2.8167 |  | TRUE
test_plan (2) |  | 2 | FinalConfiguration | Postponement | 3.65 |  | TRUE
test_plan (2) |  | 34 | Functional Tests | Postponement | 0.2 |  | TRUE
test_plan (2) |  | 2 | Hi Pot | Hi Pot | 0 |  | TRUE
test_plan (2) |  | 2 | Hi Pot | Hi Pot | 0.66667 |  | TRUE
test_plan (2) |  | 2 | Download | Align-X | 0 |  | TRUE
test_plan (2) |  | 2 | Initialization | Align-X | 0 |  | TRUE
test_plan (2) |  | 3 | Initialization | Align-X | 0 |  | TRUE
test_plan (2) |  | 4 | Download | Align-X | 16.6 |  | TRUE
test_plan (2) |  | 3 | Functional Tests | Align-X | 22.8 |  | TRUE
test_plan (2) |  | 2 | Functional Tests | Align-X | 50.0333 |  | TRUE
test_plan (2) |  | 4 | Functional Tests | Align-X | 81.3333 |  | TRUE
test_plan (2) |  | 9 | Functional Tests | Align-X | 2.8167 |  | TRUE
test_plan (2) |  | 15 | Functional Tests | Align-X | 13.2833 |  | TRUE
test_plan (2) |  | 30 | Functional Tests | Align-X | 0 |  | TRUE
test_plan (2) |  | 31 | Functional Tests | Align-X | 0 |  | TRUE
test_plan (2) |  | 4 | Adjustments | PNA-X | 250.6667 |  | TRUE
test_plan (2) |  | 5 | Adjustments | PNA-X | 154 |  | TRUE
test_plan (2) |  | 6 | Adjustments | PNA-X | 661.1833 |  | TRUE
test_plan (2) |  | 112 | Phase Measurements | PNA-X | 109.35 |  | TRUE
test_plan (2) |  | 212 | Phase Measurements | PNA-X | 97.7333 |  | TRUE
test_plan (2) |  | 312 | Phase Measurements | PNA-X | 77.1667 |  | TRUE
test_plan (2) |  | 13 | Adjustments | ACLR-Test | 269.25 |  | TRUE
test_plan (2) |  | 14 | Amplitude Accuracy | PNA-X | 10.7667 |  | TRUE
test_plan (2) |  | 13 | Amplitude Accuracy | PNA-X | 5.8167 |  | TRUE
test_plan (2) |  | 12 | Amplitude Accuracy | PNA-X | 3.9667 |  | TRUE
test_plan (2) |  | 2 | LoadingGateTest | YS Loading Gate | 2.2 |  | TRUE
test_plan (2) |  | 81 |  |  | 0 |  | TRUE
test_plan (2) |  | 5 | Functional Tests | PNA-X | 3.45 |  | TRUE
test_plan (2) |  | 4 | Amplitude Accuracy | PNA-X | 36.35 |  | TRUE
test_plan (2) |  | 34 | Amplitude Accuracy | PNA-X | 9.95 |  | TRUE
test_plan (2) |  | 44 | Amplitude Accuracy | PNA-X | 118.9667 |  | TRUE
test_plan (2) |  | 64 | Amplitude Accuracy | PNA-X | 5.6833 |  | TRUE
test_plan (2) |  | 74 | Amplitude Accuracy | PNA-X | 152.15 |  | TRUE
test_plan (2) |  | 3 | Amplitude Accuracy | PNA-X | 23.3167 |  | TRUE
test_plan (2) |  | 33 | Amplitude Accuracy | PNA-X | 5.3 |  | TRUE
test_plan (2) |  | 43 | Amplitude Accuracy | PNA-X | 42.8 |  | TRUE
test_plan (2) |  | 63 | Amplitude Accuracy | PNA-X | 5.8333 |  | TRUE
test_plan (2) |  | 73 | Amplitude Accuracy | PNA-X | 46.7667 |  | TRUE
test_plan (2) |  | 83 | Amplitude Accuracy | PNA-X | 9.7167 |  | TRUE
test_plan (2) |  | 2 | Amplitude Accuracy | PNA-X | 25.5667 |  | TRUE
test_plan (2) |  | 22 | Amplitude Accuracy | PNA-X | 177.9833 |  | TRUE
test_plan (2) |  | 32 | Amplitude Accuracy | PNA-X | 4.7167 |  | TRUE
test_plan (2) |  | 42 | Amplitude Accuracy | PNA-X | 35.55 |  | TRUE
test_plan (2) |  | 62 | Amplitude Accuracy | PNA-X | 55.15 |  | TRUE
test_plan (2) |  | 72 | Amplitude Accuracy | PNA-X | 176.5167 |  | TRUE
test_plan (2) |  | 82 | Amplitude Accuracy | PNA-X | 10.8167 |  | TRUE
test_plan (2) |  | 9 | Amplitude Accuracy | ACLR-Test | 23.4333 |  | TRUE
test_plan (2) |  | 8 | Amplitude Accuracy | ACLR-Test | 89.7 |  | TRUE
test_plan (2) |  | 54 | Amplitude Accuracy | ACLR-Test | 88.9167 |  | TRUE
test_plan (2) |  | 7 | Amplitude Accuracy | ACLR-Test | 135.1833 |  | TRUE
test_plan (2) |  | 53 | Amplitude Accuracy | ACLR-Test | 56.0167 |  | TRUE
test_plan (2) |  | 87 | Amplitude Accuracy | ACLR-Test | 26.3 |  | TRUE
test_plan (2) |  | 6 | Amplitude Accuracy | ACLR-Test | 61.6667 |  | TRUE
test_plan (2) |  | 52 | Amplitude Accuracy | ACLR-Test | 33.9667 |  | TRUE
test_plan (2) |  | 86 | Amplitude Accuracy | ACLR-Test | 36.45 |  | TRUE
test_plan (2) |  | 9 | PhaseNoise | Peanuts Phase Noise | 36.7167 |  | TRUE
test_plan (2) |  | 4 | PhaseNoise | Peanuts Phase Noise | 18.15 |  | TRUE
test_plan (2) |  | 3 | PhaseNoise | Peanuts Phase Noise | 13.2333 |  | TRUE
test_plan (2) |  | 2 | PhaseNoise | Peanuts Phase Noise | 29.6167 |  | TRUE
test_plan (2) |  | 44 | PhaseNoise | Peanuts Phase Noise | 20.25 |  | TRUE
test_plan (2) |  | 43 | PhaseNoise | Peanuts Phase Noise | 15.5333 |  | TRUE
test_plan (2) |  | 42 | PhaseNoise | Peanuts Phase Noise | 31.5833 |  | TRUE
test_plan (2) |  | 8 | Channel Flatness | ACLR-Test | 1.1333 |  | TRUE
test_plan (2) |  | 7 | Channel Flatness | ACLR-Test | 5.1333 |  | TRUE
test_plan (2) |  | 6 | Channel Flatness | ACLR-Test | 4.8333 |  | TRUE
test_plan (2) |  | 3 | Channel Flatness | ACLR-Test | 2.1167 |  | TRUE
test_plan (2) |  | 5 | Functional Tests | ACLR-Test | 3.0833 |  | TRUE
test_plan (2) |  | 36 | Phase Measurements | ACLR-Test | 18.2833 |  | TRUE
test_plan (2) |  | 35 | Phase Measurements | PNA-X | 32.9833 |  | TRUE
test_plan (2) |  | 34 | Phase Measurements | ACLR-Test | 9.5667 |  | TRUE
test_plan (2) |  | 33 | Phase Measurements | PNA-X | 26.0833 |  | TRUE
test_plan (2) |  | 32 | Phase Measurements | ACLR-Test | 26.7833 |  | TRUE
test_plan (2) |  | 31 | Phase Measurements | PNA-X | 21.7 |  | TRUE
test_plan (2) |  | 5 | Functional Tests | X-Mod | 3.05 |  | TRUE
test_plan (2) |  | 5 | Switching Speed | X-Mod | 133.75 |  | TRUE
test_plan (2) |  | 4 | Switching Speed | X-Mod | 31.9333 |  | TRUE
test_plan (2) |  | 3 | Switching Speed | X-Mod | 18.5167 |  | TRUE
test_plan (2) |  | 12 | Pulse Modulation | ACLR-Test | 11.3833 |  | TRUE
test_plan (2) |  | 11 | Pulse Modulation | ACLR-Test | 32.9333 |  | TRUE
test_plan (2) |  | 5 | Pulse Modulation | X-Mod | 65.0833 |  | TRUE
test_plan (2) |  | 4 | Pulse Modulation | X-Mod | 28.2 |  | TRUE
test_plan (2) |  | 3 | Pulse Modulation | X-Mod | 24.6167 |  | TRUE
test_plan (2) |  | 4 | Analog Modulation | ACLR-Test | 42.6167 |  | TRUE
test_plan (2) |  | 3 | Analog Modulation | ACLR-Test | 14.6833 |  | TRUE
test_plan (2) |  | 2 | Analog Modulation | ACLR-Test | 24.8167 |  | TRUE
test_plan (2) |  | 54 | Spectral | ACLR-Test | 140 |  | TRUE
test_plan (2) |  | 26 | Spectral | ACLR-Test | 49.55 |  | TRUE
test_plan (2) |  | 25 | Spectral | ACLR-Test | 50.25 |  | TRUE
test_plan (2) |  | 24 | Spectral | ACLR-Test | 343.1 |  | TRUE
test_plan (2) |  | 23 | Spectral | ACLR-Test | 20.05 |  | TRUE
test_plan (2) |  | 16 | Spectral | ACLR-Test | 40.2833 |  | TRUE
test_plan (2) |  | 15 | Spectral | ACLR-Test | 51.5833 |  | TRUE
test_plan (2) |  | 14 | Spectral | ACLR-Test | 347.75 |  | TRUE
test_plan (2) |  | 13 | Spectral | ACLR-Test | 104.9833 |  | TRUE
test_plan (2) |  | 6 | Spectral | ACLR-Test | 57.1 |  | TRUE
test_plan (2) |  | 5 | Spectral | ACLR-Test | 41.3 |  | TRUE
test_plan (2) |  | 4 | Spectral | ACLR-Test | 149.1667 |  | TRUE
test_plan (2) |  | 3 | Spectral | ACLR-Test | 38.1667 |  | TRUE
test_plan (2) |  | 8 | Acpr | ACLR-Test | 9.2833 |  | TRUE
test_plan (2) |  | 7 | Acpr | ACLR-Test | 111.7 |  | TRUE
test_plan (2) |  | 6 | Acpr | ACLR-Test | 40.6667 |  | TRUE
test_plan (2) |  | 4 | Acpr | ACLR-Test | 109.5667 |  | TRUE
test_plan (2) |  | 29 | Amplitude Accuracy | PNA-X | 3.2667 |  | TRUE
test_plan (2) |  | 21 | Amplitude Accuracy | PNA-X | 8.0667 |  | TRUE
test_plan (2) |  | 6 | MCS3 Reconfig | Postponement | 1.65 |  | TRUE
test_plan (2) |  | 2 | CustomerInit | Postponement | 8.1167 |  | TRUE
test_plan (2) |  | 3 | CustomerInit | Postponement | 1.4 |  | TRUE
test_plan (2) |  | 5 | Functional Tests | Postponement | 6.4333 |  | TRUE
test_plan (2) |  | 17 | Functional Tests | Postponement | 2.8167 |  | TRUE
test_plan (2) |  | 2 | FinalConfiguration | Postponement | 3.65 |  | TRUE
test_plan (2) |  | 34 | Functional Tests | Postponement | 0.2 |  | TRUE
test_plan (2) |  | 2 | Hi Pot | Hi Pot | 0 |  | TRUE
test_plan (2) |  | 2 | Hi Pot | Hi Pot | 0.66667 |  | TRUE
test_plan (2) |  | 2 | Download | Align-X | 0 |  | TRUE
test_plan (2) |  | 2 | Initialization | Align-X | 0 |  | TRUE
test_plan (2) |  | 3 | Initialization | Align-X | 0 |  | TRUE
test_plan (2) |  | 4 | Download | Align-X | 16.6 |  | TRUE
test_plan (2) |  | 3 | Functional Tests | Align-X | 22.8 |  | TRUE
test_plan (2) |  | 2 | Functional Tests | Align-X | 50.0333 |  | TRUE
test_plan (2) |  | 4 | Functional Tests | Align-X | 81.3333 |  | TRUE
test_plan (2) |  | 9 | Functional Tests | Align-X | 2.8167 |  | TRUE
test_plan (2) |  | 15 | Functional Tests | Align-X | 13.2833 |  | TRUE
test_plan (2) |  | 30 | Functional Tests | Align-X | 0 |  | TRUE
test_plan (2) |  | 31 | Functional Tests | Align-X | 0 |  | TRUE
test_plan (2) |  | 4 | Adjustments | PNA-X | 250.6667 |  | TRUE
test_plan (2) |  | 5 | Adjustments | PNA-X | 154 |  | TRUE
test_plan (2) |  | 6 | Adjustments | PNA-X | 661.1833 |  | TRUE
test_plan (2) |  | 112 | Phase Measurements | PNA-X | 109.35 |  | TRUE
test_plan (2) |  | 212 | Phase Measurements | PNA-X | 97.7333 |  | TRUE
test_plan (2) |  | 312 | Phase Measurements | PNA-X | 77.1667 |  | TRUE
test_plan (2) |  | 13 | Adjustments | ACLR-Test | 269.25 |  | TRUE
test_plan (2) |  | 14 | Amplitude Accuracy | PNA-X | 10.7667 |  | TRUE
test_plan (2) |  | 13 | Amplitude Accuracy | PNA-X | 5.8167 |  | TRUE
test_plan (2) |  | 12 | Amplitude Accuracy | PNA-X | 3.9667 |  | TRUE
test_plan (2) |  | 2 | LoadingGateTest | YS Loading Gate | 2.2 |  | TRUE
test_plan (2) |  | 81 |  |  | 0 |  | TRUE
test_plan (2) |  | 5 | Functional Tests | PNA-X | 3.45 |  | TRUE
test_plan (2) |  | 4 | Amplitude Accuracy | PNA-X | 36.35 |  | TRUE
test_plan (2) |  | 34 | Amplitude Accuracy | PNA-X | 9.95 |  | TRUE
test_plan (2) |  | 44 | Amplitude Accuracy | PNA-X | 118.9667 |  | TRUE
test_plan (2) |  | 64 | Amplitude Accuracy | PNA-X | 5.6833 |  | TRUE
test_plan (2) |  | 74 | Amplitude Accuracy | PNA-X | 152.15 |  | TRUE
test_plan (2) |  | 3 | Amplitude Accuracy | PNA-X | 23.3167 |  | TRUE
test_plan (2) |  | 33 | Amplitude Accuracy | PNA-X | 5.3 |  | TRUE
test_plan (2) |  | 43 | Amplitude Accuracy | PNA-X | 42.8 |  | TRUE
test_plan (2) |  | 63 | Amplitude Accuracy | PNA-X | 5.8333 |  | TRUE
test_plan (2) |  | 73 | Amplitude Accuracy | PNA-X | 46.7667 |  | TRUE
test_plan (2) |  | 83 | Amplitude Accuracy | PNA-X | 9.7167 |  | TRUE
test_plan (2) |  | 2 | Amplitude Accuracy | PNA-X | 25.5667 |  | TRUE
test_plan (2) |  | 22 | Amplitude Accuracy | PNA-X | 177.9833 |  | TRUE
test_plan (2) |  | 32 | Amplitude Accuracy | PNA-X | 4.7167 |  | TRUE
test_plan (2) |  | 42 | Amplitude Accuracy | PNA-X | 35.55 |  | TRUE
test_plan (2) |  | 62 | Amplitude Accuracy | PNA-X | 55.15 |  | TRUE
test_plan (2) |  | 72 | Amplitude Accuracy | PNA-X | 176.5167 |  | TRUE
test_plan (2) |  | 82 | Amplitude Accuracy | PNA-X | 10.8167 |  | TRUE
test_plan (2) |  | 9 | Amplitude Accuracy | ACLR-Test | 23.4333 |  | TRUE
test_plan (2) |  | 8 | Amplitude Accuracy | ACLR-Test | 89.7 |  | TRUE
test_plan (2) |  | 54 | Amplitude Accuracy | ACLR-Test | 88.9167 |  | TRUE
test_plan (2) |  | 7 | Amplitude Accuracy | ACLR-Test | 135.1833 |  | TRUE
test_plan (2) |  | 53 | Amplitude Accuracy | ACLR-Test | 56.0167 |  | TRUE
test_plan (2) |  | 87 | Amplitude Accuracy | ACLR-Test | 26.3 |  | TRUE
test_plan (2) |  | 6 | Amplitude Accuracy | ACLR-Test | 61.6667 |  | TRUE
test_plan (2) |  | 52 | Amplitude Accuracy | ACLR-Test | 33.9667 |  | TRUE
test_plan (2) |  | 86 | Amplitude Accuracy | ACLR-Test | 36.45 |  | TRUE
test_plan (2) |  | 9 | PhaseNoise | Peanuts Phase Noise | 36.7167 |  | TRUE
test_plan (2) |  | 4 | PhaseNoise | Peanuts Phase Noise | 18.15 |  | TRUE
test_plan (2) |  | 3 | PhaseNoise | Peanuts Phase Noise | 13.2333 |  | TRUE
test_plan (2) |  | 2 | PhaseNoise | Peanuts Phase Noise | 29.6167 |  | TRUE
test_plan (2) |  | 44 | PhaseNoise | Peanuts Phase Noise | 20.25 |  | TRUE
test_plan (2) |  | 43 | PhaseNoise | Peanuts Phase Noise | 15.5333 |  | TRUE
test_plan (2) |  | 42 | PhaseNoise | Peanuts Phase Noise | 31.5833 |  | TRUE
test_plan (2) |  | 8 | Channel Flatness | ACLR-Test | 1.1333 |  | TRUE
test_plan (2) |  | 7 | Channel Flatness | ACLR-Test | 5.1333 |  | TRUE
test_plan (2) |  | 6 | Channel Flatness | ACLR-Test | 4.8333 |  | TRUE
test_plan (2) |  | 3 | Channel Flatness | ACLR-Test | 2.1167 |  | TRUE
test_plan (2) |  | 5 | Functional Tests | ACLR-Test | 3.0833 |  | TRUE
test_plan (2) |  | 36 | Phase Measurements | ACLR-Test | 18.2833 |  | TRUE
test_plan (2) |  | 35 | Phase Measurements | PNA-X | 32.9833 |  | TRUE
test_plan (2) |  | 34 | Phase Measurements | ACLR-Test | 9.5667 |  | TRUE
test_plan (2) |  | 33 | Phase Measurements | PNA-X | 26.0833 |  | TRUE
test_plan (2) |  | 32 | Phase Measurements | ACLR-Test | 26.7833 |  | TRUE
test_plan (2) |  | 31 | Phase Measurements | PNA-X | 21.7 |  | TRUE
test_plan (2) |  | 5 | Functional Tests | X-Mod | 3.05 |  | TRUE
test_plan (2) |  | 5 | Switching Speed | X-Mod | 133.75 |  | TRUE
test_plan (2) |  | 4 | Switching Speed | X-Mod | 31.9333 |  | TRUE
test_plan (2) |  | 3 | Switching Speed | X-Mod | 18.5167 |  | TRUE
test_plan (2) |  | 12 | Pulse Modulation | ACLR-Test | 11.3833 |  | TRUE
test_plan (2) |  | 11 | Pulse Modulation | ACLR-Test | 32.9333 |  | TRUE
test_plan (2) |  | 5 | Pulse Modulation | X-Mod | 65.0833 |  | TRUE
test_plan (2) |  | 4 | Pulse Modulation | X-Mod | 28.2 |  | TRUE
test_plan (2) |  | 3 | Pulse Modulation | X-Mod | 24.6167 |  | TRUE
test_plan (2) |  | 4 | Analog Modulation | ACLR-Test | 42.6167 |  | TRUE
test_plan (2) |  | 3 | Analog Modulation | ACLR-Test | 14.6833 |  | TRUE
test_plan (2) |  | 2 | Analog Modulation | ACLR-Test | 24.8167 |  | TRUE
test_plan (2) |  | 54 | Spectral | ACLR-Test | 140 |  | TRUE
test_plan (2) |  | 26 | Spectral | ACLR-Test | 49.55 |  | TRUE
test_plan (2) |  | 25 | Spectral | ACLR-Test | 50.25 |  | TRUE
test_plan (2) |  | 24 | Spectral | ACLR-Test | 343.1 |  | TRUE
test_plan (2) |  | 23 | Spectral | ACLR-Test | 20.05 |  | TRUE
test_plan (2) |  | 16 | Spectral | ACLR-Test | 40.2833 |  | TRUE
test_plan (2) |  | 15 | Spectral | ACLR-Test | 51.5833 |  | TRUE
test_plan (2) |  | 14 | Spectral | ACLR-Test | 347.75 |  | TRUE
test_plan (2) |  | 13 | Spectral | ACLR-Test | 104.9833 |  | TRUE
test_plan (2) |  | 6 | Spectral | ACLR-Test | 57.1 |  | TRUE
test_plan (2) |  | 5 | Spectral | ACLR-Test | 41.3 |  | TRUE
test_plan (2) |  | 4 | Spectral | ACLR-Test | 149.1667 |  | TRUE
test_plan (2) |  | 3 | Spectral | ACLR-Test | 38.1667 |  | TRUE
test_plan (2) |  | 8 | Acpr | ACLR-Test | 9.2833 |  | TRUE
test_plan (2) |  | 7 | Acpr | ACLR-Test | 111.7 |  | TRUE
test_plan (2) |  | 6 | Acpr | ACLR-Test | 40.6667 |  | TRUE
test_plan (2) |  | 4 | Acpr | ACLR-Test | 109.5667 |  | TRUE
test_plan (2) |  | 29 | Amplitude Accuracy | PNA-X | 3.2667 |  | TRUE
test_plan (2) |  | 21 | Amplitude Accuracy | PNA-X | 8.0667 |  | TRUE
test_plan (2) |  | 6 | MCS3 Reconfig | Postponement | 1.65 |  | TRUE
test_plan (2) |  | 2 | CustomerInit | Postponement | 8.1167 |  | TRUE
test_plan (2) |  | 3 | CustomerInit | Postponement | 1.4 |  | TRUE
test_plan (2) |  | 5 | Functional Tests | Postponement | 6.4333 |  | TRUE
test_plan (2) |  | 17 | Functional Tests | Postponement | 2.8167 |  | TRUE
test_plan (2) |  | 2 | FinalConfiguration | Postponement | 3.65 |  | TRUE
test_plan (2) |  | 34 | Functional Tests | Postponement | 0.2 |  | TRUE
test_plan (2) |  | 2 | Hi Pot | Hi Pot | 0 |  | TRUE
test_plan (2) |  | 2 | Hi Pot | Hi Pot | 0.66667 |  | TRUE
test_plan (2) |  | 2 | Download | Align-X | 0 |  | TRUE
test_plan (2) |  | 2 | Initialization | Align-X | 0 |  | TRUE
test_plan (2) |  | 3 | Initialization | Align-X | 0 |  | TRUE
test_plan (2) |  | 4 | Download | Align-X | 16.6 |  | TRUE
test_plan (2) |  | 3 | Functional Tests | Align-X | 22.8 |  | TRUE
test_plan (2) |  | 2 | Functional Tests | Align-X | 50.0333 |  | TRUE
test_plan (2) |  | 4 | Functional Tests | Align-X | 81.3333 |  | TRUE
test_plan (2) |  | 9 | Functional Tests | Align-X | 2.8167 |  | TRUE
test_plan (2) |  | 15 | Functional Tests | Align-X | 13.2833 |  | TRUE
test_plan (2) |  | 30 | Functional Tests | Align-X | 0 |  | TRUE
test_plan (2) |  | 31 | Functional Tests | Align-X | 0 |  | TRUE
test_plan (2) |  | 4 | Adjustments | PNA-X | 250.6667 |  | TRUE
test_plan (2) |  | 5 | Adjustments | PNA-X | 154 |  | TRUE
test_plan (2) |  | 6 | Adjustments | PNA-X | 661.1833 |  | TRUE
test_plan (2) |  | 112 | Phase Measurements | PNA-X | 109.35 |  | TRUE
test_plan (2) |  | 212 | Phase Measurements | PNA-X | 97.7333 |  | TRUE
test_plan (2) |  | 312 | Phase Measurements | PNA-X | 77.1667 |  | TRUE
test_plan (2) |  | 13 | Adjustments | ACLR-Test | 269.25 |  | TRUE
test_plan (2) |  | 14 | Amplitude Accuracy | PNA-X | 10.7667 |  | TRUE
test_plan (2) |  | 13 | Amplitude Accuracy | PNA-X | 5.8167 |  | TRUE
test_plan (2) |  | 12 | Amplitude Accuracy | PNA-X | 3.9667 |  | TRUE
test_plan (2) |  | 2 | LoadingGateTest | YS Loading Gate | 2.2 |  | TRUE
test_plan (2) |  | 81 |  |  | 0 |  | TRUE
test_plan (2) |  | 5 | Functional Tests | PNA-X | 3.45 |  | TRUE
test_plan (2) |  | 4 | Amplitude Accuracy | PNA-X | 36.35 |  | TRUE
test_plan (2) |  | 34 | Amplitude Accuracy | PNA-X | 9.95 |  | TRUE
test_plan (2) |  | 44 | Amplitude Accuracy | PNA-X | 118.9667 |  | TRUE
test_plan (2) |  | 64 | Amplitude Accuracy | PNA-X | 5.6833 |  | TRUE
test_plan (2) |  | 74 | Amplitude Accuracy | PNA-X | 152.15 |  | TRUE
test_plan (2) |  | 3 | Amplitude Accuracy | PNA-X | 23.3167 |  | TRUE
test_plan (2) |  | 33 | Amplitude Accuracy | PNA-X | 5.3 |  | TRUE
test_plan (2) |  | 43 | Amplitude Accuracy | PNA-X | 42.8 |  | TRUE
test_plan (2) |  | 63 | Amplitude Accuracy | PNA-X | 5.8333 |  | TRUE
test_plan (2) |  | 73 | Amplitude Accuracy | PNA-X | 46.7667 |  | TRUE
test_plan (2) |  | 83 | Amplitude Accuracy | PNA-X | 9.7167 |  | TRUE
test_plan (2) |  | 2 | Amplitude Accuracy | PNA-X | 25.5667 |  | TRUE
test_plan (2) |  | 22 | Amplitude Accuracy | PNA-X | 177.9833 |  | TRUE
test_plan (2) |  | 32 | Amplitude Accuracy | PNA-X | 4.7167 |  | TRUE
test_plan (2) |  | 42 | Amplitude Accuracy | PNA-X | 35.55 |  | TRUE
test_plan (2) |  | 62 | Amplitude Accuracy | PNA-X | 55.15 |  | TRUE
test_plan (2) |  | 72 | Amplitude Accuracy | PNA-X | 176.5167 |  | TRUE
test_plan (2) |  | 82 | Amplitude Accuracy | PNA-X | 10.8167 |  | TRUE
test_plan (2) |  | 9 | Amplitude Accuracy | ACLR-Test | 23.4333 |  | TRUE
test_plan (2) |  | 8 | Amplitude Accuracy | ACLR-Test | 89.7 |  | TRUE
test_plan (2) |  | 54 | Amplitude Accuracy | ACLR-Test | 88.9167 |  | TRUE
test_plan (2) |  | 7 | Amplitude Accuracy | ACLR-Test | 135.1833 |  | TRUE
test_plan (2) |  | 53 | Amplitude Accuracy | ACLR-Test | 56.0167 |  | TRUE
test_plan (2) |  | 87 | Amplitude Accuracy | ACLR-Test | 26.3 |  | TRUE
test_plan (2) |  | 6 | Amplitude Accuracy | ACLR-Test | 61.6667 |  | TRUE
test_plan (2) |  | 52 | Amplitude Accuracy | ACLR-Test | 33.9667 |  | TRUE
test_plan (2) |  | 86 | Amplitude Accuracy | ACLR-Test | 36.45 |  | TRUE
test_plan (2) |  | 9 | PhaseNoise | Peanuts Phase Noise | 36.7167 |  | TRUE
test_plan (2) |  | 4 | PhaseNoise | Peanuts Phase Noise | 18.15 |  | TRUE
test_plan (2) |  | 3 | PhaseNoise | Peanuts Phase Noise | 13.2333 |  | TRUE
test_plan (2) |  | 2 | PhaseNoise | Peanuts Phase Noise | 29.6167 |  | TRUE
test_plan (2) |  | 44 | PhaseNoise | Peanuts Phase Noise | 20.25 |  | TRUE
test_plan (2) |  | 43 | PhaseNoise | Peanuts Phase Noise | 15.5333 |  | TRUE
test_plan (2) |  | 42 | PhaseNoise | Peanuts Phase Noise | 31.5833 |  | TRUE
test_plan (2) |  | 8 | Channel Flatness | ACLR-Test | 1.1333 |  | TRUE
test_plan (2) |  | 7 | Channel Flatness | ACLR-Test | 5.1333 |  | TRUE
test_plan (2) |  | 6 | Channel Flatness | ACLR-Test | 4.8333 |  | TRUE
test_plan (2) |  | 3 | Channel Flatness | ACLR-Test | 2.1167 |  | TRUE
test_plan (2) |  | 5 | Functional Tests | ACLR-Test | 3.0833 |  | TRUE
test_plan (2) |  | 36 | Phase Measurements | ACLR-Test | 18.2833 |  | TRUE
test_plan (2) |  | 35 | Phase Measurements | PNA-X | 32.9833 |  | TRUE
test_plan (2) |  | 34 | Phase Measurements | ACLR-Test | 9.5667 |  | TRUE
test_plan (2) |  | 33 | Phase Measurements | PNA-X | 26.0833 |  | TRUE
test_plan (2) |  | 32 | Phase Measurements | ACLR-Test | 26.7833 |  | TRUE
test_plan (2) |  | 31 | Phase Measurements | PNA-X | 21.7 |  | TRUE
test_plan (2) |  | 5 | Functional Tests | X-Mod | 3.05 |  | TRUE
test_plan (2) |  | 5 | Switching Speed | X-Mod | 133.75 |  | TRUE
test_plan (2) |  | 4 | Switching Speed | X-Mod | 31.9333 |  | TRUE
test_plan (2) |  | 3 | Switching Speed | X-Mod | 18.5167 |  | TRUE
test_plan (2) |  | 12 | Pulse Modulation | ACLR-Test | 11.3833 |  | TRUE
test_plan (2) |  | 11 | Pulse Modulation | ACLR-Test | 32.9333 |  | TRUE
test_plan (2) |  | 5 | Pulse Modulation | X-Mod | 65.0833 |  | TRUE
test_plan (2) |  | 4 | Pulse Modulation | X-Mod | 28.2 |  | TRUE
test_plan (2) |  | 3 | Pulse Modulation | X-Mod | 24.6167 |  | TRUE
test_plan (2) |  | 4 | Analog Modulation | ACLR-Test | 42.6167 |  | TRUE
test_plan (2) |  | 3 | Analog Modulation | ACLR-Test | 14.6833 |  | TRUE
test_plan (2) |  | 2 | Analog Modulation | ACLR-Test | 24.8167 |  | TRUE
test_plan (2) |  | 54 | Spectral | ACLR-Test | 140 |  | TRUE
test_plan (2) |  | 26 | Spectral | ACLR-Test | 49.55 |  | TRUE
test_plan (2) |  | 25 | Spectral | ACLR-Test | 50.25 |  | TRUE
test_plan (2) |  | 24 | Spectral | ACLR-Test | 343.1 |  | TRUE
test_plan (2) |  | 23 | Spectral | ACLR-Test | 20.05 |  | TRUE
test_plan (2) |  | 16 | Spectral | ACLR-Test | 40.2833 |  | TRUE
test_plan (2) |  | 15 | Spectral | ACLR-Test | 51.5833 |  | TRUE
test_plan (2) |  | 14 | Spectral | ACLR-Test | 347.75 |  | TRUE
test_plan (2) |  | 13 | Spectral | ACLR-Test | 104.9833 |  | TRUE
test_plan (2) |  | 6 | Spectral | ACLR-Test | 57.1 |  | TRUE
test_plan (2) |  | 5 | Spectral | ACLR-Test | 41.3 |  | TRUE
test_plan (2) |  | 4 | Spectral | ACLR-Test | 149.1667 |  | TRUE
test_plan (2) |  | 3 | Spectral | ACLR-Test | 38.1667 |  | TRUE
test_plan (2) |  | 8 | Acpr | ACLR-Test | 9.2833 |  | TRUE
test_plan (2) |  | 7 | Acpr | ACLR-Test | 111.7 |  | TRUE
test_plan (2) |  | 6 | Acpr | ACLR-Test | 40.6667 |  | TRUE
test_plan (2) |  | 4 | Acpr | ACLR-Test | 109.5667 |  | TRUE
test_plan (2) |  | 29 | Amplitude Accuracy | PNA-X | 3.2667 |  | TRUE
test_plan (2) |  | 21 | Amplitude Accuracy | PNA-X | 8.0667 |  | TRUE
test_plan (2) |  | 6 | MCS3 Reconfig | Postponement | 1.65 |  | TRUE
test_plan (2) |  | 2 | CustomerInit | Postponement | 8.1167 |  | TRUE
test_plan (2) |  | 3 | CustomerInit | Postponement | 1.4 |  | TRUE
test_plan (2) |  | 5 | Functional Tests | Postponement | 6.4333 |  | TRUE
test_plan (2) |  | 17 | Functional Tests | Postponement | 2.8167 |  | TRUE
test_plan (2) |  | 2 | FinalConfiguration | Postponement | 3.65 |  | TRUE
test_plan (2) |  | 34 | Functional Tests | Postponement | 0.2 |  | TRUE
test_plan (2) |  | 2 | Hi Pot | Hi Pot | 0 |  | TRUE
test_plan (2) |  | 2 | Hi Pot | Hi Pot | 0.66667 |  | TRUE
test_plan (2) |  | 2 | Download | Align-X | 0 |  | TRUE
test_plan (2) |  | 2 | Initialization | Align-X | 0 |  | TRUE
test_plan (2) |  | 3 | Initialization | Align-X | 0 |  | TRUE
test_plan (2) |  | 4 | Download | Align-X | 16.6 |  | TRUE
test_plan (2) |  | 3 | Functional Tests | Align-X | 22.8 |  | TRUE
test_plan (2) |  | 2 | Functional Tests | Align-X | 50.0333 |  | TRUE
test_plan (2) |  | 4 | Functional Tests | Align-X | 81.3333 |  | TRUE
test_plan (2) |  | 9 | Functional Tests | Align-X | 2.8167 |  | TRUE
test_plan (2) |  | 15 | Functional Tests | Align-X | 13.2833 |  | TRUE
test_plan (2) |  | 30 | Functional Tests | Align-X | 0 |  | TRUE
test_plan (2) |  | 31 | Functional Tests | Align-X | 0 |  | TRUE
test_plan (2) |  | 4 | Adjustments | PNA-X | 250.6667 |  | TRUE
test_plan (2) |  | 5 | Adjustments | PNA-X | 154 |  | TRUE
test_plan (2) |  | 6 | Adjustments | PNA-X | 661.1833 |  | TRUE
test_plan (2) |  | 112 | Phase Measurements | PNA-X | 109.35 |  | TRUE
test_plan (2) |  | 212 | Phase Measurements | PNA-X | 97.7333 |  | TRUE
test_plan (2) |  | 312 | Phase Measurements | PNA-X | 77.1667 |  | TRUE
test_plan (2) |  | 13 | Adjustments | ACLR-Test | 269.25 |  | TRUE
test_plan (2) |  | 14 | Amplitude Accuracy | PNA-X | 10.7667 |  | TRUE
test_plan (2) |  | 13 | Amplitude Accuracy | PNA-X | 5.8167 |  | TRUE
test_plan (2) |  | 12 | Amplitude Accuracy | PNA-X | 3.9667 |  | TRUE
test_plan (2) |  | 2 | LoadingGateTest | YS Loading Gate | 2.2 |  | TRUE
test_plan (2) |  | 81 |  |  | 0 |  | TRUE
test_plan (2) |  | 5 | Functional Tests | PNA-X | 3.45 |  | TRUE
test_plan (2) |  | 4 | Amplitude Accuracy | PNA-X | 36.35 |  | TRUE
test_plan (2) |  | 34 | Amplitude Accuracy | PNA-X | 9.95 |  | TRUE
test_plan (2) |  | 44 | Amplitude Accuracy | PNA-X | 118.9667 |  | TRUE
test_plan (2) |  | 64 | Amplitude Accuracy | PNA-X | 5.6833 |  | TRUE
test_plan (2) |  | 74 | Amplitude Accuracy | PNA-X | 152.15 |  | TRUE
test_plan (2) |  | 3 | Amplitude Accuracy | PNA-X | 23.3167 |  | TRUE
test_plan (2) |  | 33 | Amplitude Accuracy | PNA-X | 5.3 |  | TRUE
test_plan (2) |  | 43 | Amplitude Accuracy | PNA-X | 42.8 |  | TRUE
test_plan (2) |  | 63 | Amplitude Accuracy | PNA-X | 5.8333 |  | TRUE
test_plan (2) |  | 73 | Amplitude Accuracy | PNA-X | 46.7667 |  | TRUE
test_plan (2) |  | 83 | Amplitude Accuracy | PNA-X | 9.7167 |  | TRUE
test_plan (2) |  | 2 | Amplitude Accuracy | PNA-X | 25.5667 |  | TRUE
test_plan (2) |  | 22 | Amplitude Accuracy | PNA-X | 177.9833 |  | TRUE
test_plan (2) |  | 32 | Amplitude Accuracy | PNA-X | 4.7167 |  | TRUE
test_plan (2) |  | 42 | Amplitude Accuracy | PNA-X | 35.55 |  | TRUE
test_plan (2) |  | 62 | Amplitude Accuracy | PNA-X | 55.15 |  | TRUE
test_plan (2) |  | 72 | Amplitude Accuracy | PNA-X | 176.5167 |  | TRUE
test_plan (2) |  | 82 | Amplitude Accuracy | PNA-X | 10.8167 |  | TRUE
test_plan (2) |  | 9 | Amplitude Accuracy | ACLR-Test | 23.4333 |  | TRUE
test_plan (2) |  | 8 | Amplitude Accuracy | ACLR-Test | 89.7 |  | TRUE
test_plan (2) |  | 54 | Amplitude Accuracy | ACLR-Test | 88.9167 |  | TRUE
test_plan (2) |  | 7 | Amplitude Accuracy | ACLR-Test | 135.1833 |  | TRUE
test_plan (2) |  | 53 | Amplitude Accuracy | ACLR-Test | 56.0167 |  | TRUE
test_plan (2) |  | 87 | Amplitude Accuracy | ACLR-Test | 26.3 |  | TRUE
test_plan (2) |  | 6 | Amplitude Accuracy | ACLR-Test | 61.6667 |  | TRUE
test_plan (2) |  | 52 | Amplitude Accuracy | ACLR-Test | 33.9667 |  | TRUE
test_plan (2) |  | 86 | Amplitude Accuracy | ACLR-Test | 36.45 |  | TRUE
test_plan (2) |  | 9 | PhaseNoise | Peanuts Phase Noise | 36.7167 |  | TRUE
test_plan (2) |  | 4 | PhaseNoise | Peanuts Phase Noise | 18.15 |  | TRUE
test_plan (2) |  | 3 | PhaseNoise | Peanuts Phase Noise | 13.2333 |  | TRUE
test_plan (2) |  | 2 | PhaseNoise | Peanuts Phase Noise | 29.6167 |  | TRUE
test_plan (2) |  | 44 | PhaseNoise | Peanuts Phase Noise | 20.25 |  | TRUE
test_plan (2) |  | 43 | PhaseNoise | Peanuts Phase Noise | 15.5333 |  | TRUE
test_plan (2) |  | 42 | PhaseNoise | Peanuts Phase Noise | 31.5833 |  | TRUE
test_plan (2) |  | 8 | Channel Flatness | ACLR-Test | 1.1333 |  | TRUE
test_plan (2) |  | 7 | Channel Flatness | ACLR-Test | 5.1333 |  | TRUE
test_plan (2) |  | 6 | Channel Flatness | ACLR-Test | 4.8333 |  | TRUE
test_plan (2) |  | 3 | Channel Flatness | ACLR-Test | 2.1167 |  | TRUE
test_plan (2) |  | 5 | Functional Tests | ACLR-Test | 3.0833 |  | TRUE
test_plan (2) |  | 36 | Phase Measurements | ACLR-Test | 18.2833 |  | TRUE
test_plan (2) |  | 35 | Phase Measurements | PNA-X | 32.9833 |  | TRUE
test_plan (2) |  | 34 | Phase Measurements | ACLR-Test | 9.5667 |  | TRUE
test_plan (2) |  | 33 | Phase Measurements | PNA-X | 26.0833 |  | TRUE
test_plan (2) |  | 32 | Phase Measurements | ACLR-Test | 26.7833 |  | TRUE
test_plan (2) |  | 31 | Phase Measurements | PNA-X | 21.7 |  | TRUE
test_plan (2) |  | 5 | Functional Tests | X-Mod | 3.05 |  | TRUE
test_plan (2) |  | 5 | Switching Speed | X-Mod | 133.75 |  | TRUE
test_plan (2) |  | 4 | Switching Speed | X-Mod | 31.9333 |  | TRUE
test_plan (2) |  | 3 | Switching Speed | X-Mod | 18.5167 |  | TRUE
test_plan (2) |  | 12 | Pulse Modulation | ACLR-Test | 11.3833 |  | TRUE
test_plan (2) |  | 11 | Pulse Modulation | ACLR-Test | 32.9333 |  | TRUE
test_plan (2) |  | 5 | Pulse Modulation | X-Mod | 65.0833 |  | TRUE
test_plan (2) |  | 4 | Pulse Modulation | X-Mod | 28.2 |  | TRUE
test_plan (2) |  | 3 | Pulse Modulation | X-Mod | 24.6167 |  | TRUE
test_plan (2) |  | 4 | Analog Modulation | ACLR-Test | 42.6167 |  | TRUE
test_plan (2) |  | 3 | Analog Modulation | ACLR-Test | 14.6833 |  | TRUE
test_plan (2) |  | 2 | Analog Modulation | ACLR-Test | 24.8167 |  | TRUE
test_plan (2) |  | 54 | Spectral | ACLR-Test | 140 |  | TRUE
test_plan (2) |  | 26 | Spectral | ACLR-Test | 49.55 |  | TRUE
test_plan (2) |  | 25 | Spectral | ACLR-Test | 50.25 |  | TRUE
test_plan (2) |  | 24 | Spectral | ACLR-Test | 343.1 |  | TRUE
test_plan (2) |  | 23 | Spectral | ACLR-Test | 20.05 |  | TRUE
test_plan (2) |  | 16 | Spectral | ACLR-Test | 40.2833 |  | TRUE
test_plan (2) |  | 15 | Spectral | ACLR-Test | 51.5833 |  | TRUE
test_plan (2) |  | 14 | Spectral | ACLR-Test | 347.75 |  | TRUE
test_plan (2) |  | 13 | Spectral | ACLR-Test | 104.9833 |  | TRUE
test_plan (2) |  | 6 | Spectral | ACLR-Test | 57.1 |  | TRUE
test_plan (2) |  | 5 | Spectral | ACLR-Test | 41.3 |  | TRUE
test_plan (2) |  | 4 | Spectral | ACLR-Test | 149.1667 |  | TRUE
test_plan (2) |  | 3 | Spectral | ACLR-Test | 38.1667 |  | TRUE
test_plan (2) |  | 8 | Acpr | ACLR-Test | 9.2833 |  | TRUE
test_plan (2) |  | 7 | Acpr | ACLR-Test | 111.7 |  | TRUE
test_plan (2) |  | 6 | Acpr | ACLR-Test | 40.6667 |  | TRUE
test_plan (2) |  | 4 | Acpr | ACLR-Test | 109.5667 |  | TRUE
test_plan (2) |  | 29 | Amplitude Accuracy | PNA-X | 3.2667 |  | TRUE
test_plan (2) |  | 21 | Amplitude Accuracy | PNA-X | 8.0667 |  | TRUE
test_plan (2) |  | 6 | MCS3 Reconfig | Postponement | 1.65 |  | TRUE
test_plan (2) |  | 2 | CustomerInit | Postponement | 8.1167 |  | TRUE
test_plan (2) |  | 3 | CustomerInit | Postponement | 1.4 |  | TRUE
test_plan (2) |  | 5 | Functional Tests | Postponement | 6.4333 |  | TRUE
test_plan (2) |  | 17 | Functional Tests | Postponement | 2.8167 |  | TRUE
test_plan (2) |  | 2 | FinalConfiguration | Postponement | 3.65 |  | TRUE
test_plan (2) |  | 34 | Functional Tests | Postponement | 0.2 |  | TRUE
test_plan (2) |  | 2 | Hi Pot | Hi Pot | 0 |  | TRUE
test_plan (2) |  | 2 | Hi Pot | Hi Pot | 0.66667 |  | TRUE
test_plan (2) |  | 2 | Download | Align-X | 0 |  | TRUE
test_plan (2) |  | 2 | Initialization | Align-X | 0 |  | TRUE
test_plan (2) |  | 3 | Initialization | Align-X | 0 |  | TRUE
test_plan (2) |  | 4 | Download | Align-X | 16.6 |  | TRUE
test_plan (2) |  | 3 | Functional Tests | Align-X | 22.8 |  | TRUE
test_plan (2) |  | 2 | Functional Tests | Align-X | 50.0333 |  | TRUE
test_plan (2) |  | 4 | Functional Tests | Align-X | 81.3333 |  | TRUE
test_plan (2) |  | 9 | Functional Tests | Align-X | 2.8167 |  | TRUE
test_plan (2) |  | 15 | Functional Tests | Align-X | 13.2833 |  | TRUE
test_plan (2) |  | 30 | Functional Tests | Align-X | 0 |  | TRUE
test_plan (2) |  | 31 | Functional Tests | Align-X | 0 |  | TRUE
test_plan (2) |  | 4 | Adjustments | PNA-X | 250.6667 |  | TRUE
test_plan (2) |  | 5 | Adjustments | PNA-X | 154 |  | TRUE
test_plan (2) |  | 6 | Adjustments | PNA-X | 661.1833 |  | TRUE
test_plan (2) |  | 112 | Phase Measurements | PNA-X | 109.35 |  | TRUE
test_plan (2) |  | 212 | Phase Measurements | PNA-X | 97.7333 |  | TRUE
test_plan (2) |  | 312 | Phase Measurements | PNA-X | 77.1667 |  | TRUE
test_plan (2) |  | 13 | Adjustments | ACLR-Test | 269.25 |  | TRUE
test_plan (2) |  | 14 | Amplitude Accuracy | PNA-X | 10.7667 |  | TRUE
test_plan (2) |  | 13 | Amplitude Accuracy | PNA-X | 5.8167 |  | TRUE
test_plan (2) |  | 12 | Amplitude Accuracy | PNA-X | 3.9667 |  | TRUE
test_plan (2) |  | 2 | LoadingGateTest | YS Loading Gate | 2.2 |  | TRUE
test_plan (2) |  | 81 |  |  | 0 |  | TRUE
test_plan (2) |  | 5 | Functional Tests | PNA-X | 3.45 |  | TRUE
test_plan (2) |  | 4 | Amplitude Accuracy | PNA-X | 36.35 |  | TRUE
test_plan (2) |  | 34 | Amplitude Accuracy | PNA-X | 9.95 |  | TRUE
test_plan (2) |  | 44 | Amplitude Accuracy | PNA-X | 118.9667 |  | TRUE
test_plan (2) |  | 64 | Amplitude Accuracy | PNA-X | 5.6833 |  | TRUE
test_plan (2) |  | 74 | Amplitude Accuracy | PNA-X | 152.15 |  | TRUE
test_plan (2) |  | 3 | Amplitude Accuracy | PNA-X | 23.3167 |  | TRUE
test_plan (2) |  | 33 | Amplitude Accuracy | PNA-X | 5.3 |  | TRUE
test_plan (2) |  | 43 | Amplitude Accuracy | PNA-X | 42.8 |  | TRUE
test_plan (2) |  | 63 | Amplitude Accuracy | PNA-X | 5.8333 |  | TRUE
test_plan (2) |  | 73 | Amplitude Accuracy | PNA-X | 46.7667 |  | TRUE
test_plan (2) |  | 83 | Amplitude Accuracy | PNA-X | 9.7167 |  | TRUE
test_plan (2) |  | 2 | Amplitude Accuracy | PNA-X | 25.5667 |  | TRUE
test_plan (2) |  | 22 | Amplitude Accuracy | PNA-X | 177.9833 |  | TRUE
test_plan (2) |  | 32 | Amplitude Accuracy | PNA-X | 4.7167 |  | TRUE
test_plan (2) |  | 42 | Amplitude Accuracy | PNA-X | 35.55 |  | TRUE
test_plan (2) |  | 62 | Amplitude Accuracy | PNA-X | 55.15 |  | TRUE
test_plan (2) |  | 72 | Amplitude Accuracy | PNA-X | 176.5167 |  | TRUE
test_plan (2) |  | 82 | Amplitude Accuracy | PNA-X | 10.8167 |  | TRUE
test_plan (2) |  | 9 | Amplitude Accuracy | ACLR-Test | 23.4333 |  | TRUE
test_plan (2) |  | 8 | Amplitude Accuracy | ACLR-Test | 89.7 |  | TRUE
test_plan (2) |  | 54 | Amplitude Accuracy | ACLR-Test | 88.9167 |  | TRUE
test_plan (2) |  | 7 | Amplitude Accuracy | ACLR-Test | 135.1833 |  | TRUE
test_plan (2) |  | 53 | Amplitude Accuracy | ACLR-Test | 56.0167 |  | TRUE
test_plan (2) |  | 87 | Amplitude Accuracy | ACLR-Test | 26.3 |  | TRUE
test_plan (2) |  | 6 | Amplitude Accuracy | ACLR-Test | 61.6667 |  | TRUE
test_plan (2) |  | 52 | Amplitude Accuracy | ACLR-Test | 33.9667 |  | TRUE
test_plan (2) |  | 86 | Amplitude Accuracy | ACLR-Test | 36.45 |  | TRUE
test_plan (2) |  | 9 | PhaseNoise | Peanuts Phase Noise | 36.7167 |  | TRUE
test_plan (2) |  | 4 | PhaseNoise | Peanuts Phase Noise | 18.15 |  | TRUE
test_plan (2) |  | 3 | PhaseNoise | Peanuts Phase Noise | 13.2333 |  | TRUE
test_plan (2) |  | 2 | PhaseNoise | Peanuts Phase Noise | 29.6167 |  | TRUE
test_plan (2) |  | 44 | PhaseNoise | Peanuts Phase Noise | 20.25 |  | TRUE
test_plan (2) |  | 43 | PhaseNoise | Peanuts Phase Noise | 15.5333 |  | TRUE
test_plan (2) |  | 42 | PhaseNoise | Peanuts Phase Noise | 31.5833 |  | TRUE
test_plan (2) |  | 8 | Channel Flatness | ACLR-Test | 1.1333 |  | TRUE
test_plan (2) |  | 7 | Channel Flatness | ACLR-Test | 5.1333 |  | TRUE
test_plan (2) |  | 6 | Channel Flatness | ACLR-Test | 4.8333 |  | TRUE
test_plan (2) |  | 3 | Channel Flatness | ACLR-Test | 2.1167 |  | TRUE
test_plan (2) |  | 5 | Functional Tests | ACLR-Test | 3.0833 |  | TRUE
test_plan (2) |  | 36 | Phase Measurements | ACLR-Test | 18.2833 |  | TRUE
test_plan (2) |  | 35 | Phase Measurements | PNA-X | 32.9833 |  | TRUE
test_plan (2) |  | 34 | Phase Measurements | ACLR-Test | 9.5667 |  | TRUE
test_plan (2) |  | 33 | Phase Measurements | PNA-X | 26.0833 |  | TRUE
test_plan (2) |  | 32 | Phase Measurements | ACLR-Test | 26.7833 |  | TRUE
test_plan (2) |  | 31 | Phase Measurements | PNA-X | 21.7 |  | TRUE
test_plan (2) |  | 5 | Functional Tests | X-Mod | 3.05 |  | TRUE
test_plan (2) |  | 5 | Switching Speed | X-Mod | 133.75 |  | TRUE
test_plan (2) |  | 4 | Switching Speed | X-Mod | 31.9333 |  | TRUE
test_plan (2) |  | 3 | Switching Speed | X-Mod | 18.5167 |  | TRUE
test_plan (2) |  | 12 | Pulse Modulation | ACLR-Test | 11.3833 |  | TRUE
test_plan (2) |  | 11 | Pulse Modulation | ACLR-Test | 32.9333 |  | TRUE
test_plan (2) |  | 5 | Pulse Modulation | X-Mod | 65.0833 |  | TRUE
test_plan (2) |  | 4 | Pulse Modulation | X-Mod | 28.2 |  | TRUE
test_plan (2) |  | 3 | Pulse Modulation | X-Mod | 24.6167 |  | TRUE
test_plan (2) |  | 4 | Analog Modulation | ACLR-Test | 42.6167 |  | TRUE
test_plan (2) |  | 3 | Analog Modulation | ACLR-Test | 14.6833 |  | TRUE
test_plan (2) |  | 2 | Analog Modulation | ACLR-Test | 24.8167 |  | TRUE
test_plan (2) |  | 54 | Spectral | ACLR-Test | 140 |  | TRUE
test_plan (2) |  | 26 | Spectral | ACLR-Test | 49.55 |  | TRUE
test_plan (2) |  | 25 | Spectral | ACLR-Test | 50.25 |  | TRUE
test_plan (2) |  | 24 | Spectral | ACLR-Test | 343.1 |  | TRUE
test_plan (2) |  | 23 | Spectral | ACLR-Test | 20.05 |  | TRUE
test_plan (2) |  | 16 | Spectral | ACLR-Test | 40.2833 |  | TRUE
test_plan (2) |  | 15 | Spectral | ACLR-Test | 51.5833 |  | TRUE
test_plan (2) |  | 14 | Spectral | ACLR-Test | 347.75 |  | TRUE
test_plan (2) |  | 13 | Spectral | ACLR-Test | 104.9833 |  | TRUE
test_plan (2) |  | 6 | Spectral | ACLR-Test | 57.1 |  | TRUE
test_plan (2) |  | 5 | Spectral | ACLR-Test | 41.3 |  | TRUE
test_plan (2) |  | 4 | Spectral | ACLR-Test | 149.1667 |  | TRUE
test_plan (2) |  | 3 | Spectral | ACLR-Test | 38.1667 |  | TRUE
test_plan (2) |  | 8 | Acpr | ACLR-Test | 9.2833 |  | TRUE
test_plan (2) |  | 7 | Acpr | ACLR-Test | 111.7 |  | TRUE
test_plan (2) |  | 6 | Acpr | ACLR-Test | 40.6667 |  | TRUE
test_plan (2) |  | 4 | Acpr | ACLR-Test | 109.5667 |  | TRUE
test_plan (2) |  | 29 | Amplitude Accuracy | PNA-X | 3.2667 |  | TRUE
test_plan (2) |  | 21 | Amplitude Accuracy | PNA-X | 8.0667 |  | TRUE
test_plan (2) |  | 6 | MCS3 Reconfig | Postponement | 1.65 |  | TRUE
test_plan (2) |  | 2 | CustomerInit | Postponement | 8.1167 |  | TRUE
test_plan (2) |  | 3 | CustomerInit | Postponement | 1.4 |  | TRUE
test_plan (2) |  | 5 | Functional Tests | Postponement | 6.4333 |  | TRUE
test_plan (2) |  | 17 | Functional Tests | Postponement | 2.8167 |  | TRUE
test_plan (2) |  | 2 | FinalConfiguration | Postponement | 3.65 |  | TRUE
test_plan (2) |  | 34 | Functional Tests | Postponement | 0.2 |  | TRUE
test_plan (2) |  | 2 | Hi Pot | Hi Pot | 0 |  | TRUE
test_plan (2) |  | 2 | Hi Pot | Hi Pot | 0.66667 |  | TRUE
test_plan (2) |  | 2 | Download | Align-X | 0 |  | TRUE
test_plan (2) |  | 2 | Initialization | Align-X | 0 |  | TRUE
test_plan (2) |  | 3 | Initialization | Align-X | 0 |  | TRUE
test_plan (2) |  | 4 | Download | Align-X | 16.6 |  | TRUE
test_plan (2) |  | 3 | Functional Tests | Align-X | 22.8 |  | TRUE
test_plan (2) |  | 2 | Functional Tests | Align-X | 50.0333 |  | TRUE
test_plan (2) |  | 4 | Functional Tests | Align-X | 81.3333 |  | TRUE
test_plan (2) |  | 9 | Functional Tests | Align-X | 2.8167 |  | TRUE
test_plan (2) |  | 15 | Functional Tests | Align-X | 13.2833 |  | TRUE
test_plan (2) |  | 30 | Functional Tests | Align-X | 0 |  | TRUE
test_plan (2) |  | 31 | Functional Tests | Align-X | 0 |  | TRUE
test_plan (2) |  | 4 | Adjustments | PNA-X | 250.6667 |  | TRUE
test_plan (2) |  | 5 | Adjustments | PNA-X | 154 |  | TRUE
test_plan (2) |  | 6 | Adjustments | PNA-X | 661.1833 |  | TRUE
test_plan (2) |  | 112 | Phase Measurements | PNA-X | 109.35 |  | TRUE
test_plan (2) |  | 212 | Phase Measurements | PNA-X | 97.7333 |  | TRUE
test_plan (2) |  | 312 | Phase Measurements | PNA-X | 77.1667 |  | TRUE
test_plan (2) |  | 13 | Adjustments | ACLR-Test | 269.25 |  | TRUE
test_plan (2) |  | 14 | Amplitude Accuracy | PNA-X | 10.7667 |  | TRUE
test_plan (2) |  | 13 | Amplitude Accuracy | PNA-X | 5.8167 |  | TRUE
test_plan (2) |  | 12 | Amplitude Accuracy | PNA-X | 3.9667 |  | TRUE
test_plan (2) |  | 2 | LoadingGateTest | YS Loading Gate | 2.2 |  | TRUE
test_plan (2) |  | 81 |  |  | 0 |  | TRUE
test_plan (2) |  | 5 | Functional Tests | PNA-X | 3.45 |  | TRUE
test_plan (2) |  | 4 | Amplitude Accuracy | PNA-X | 36.35 |  | TRUE
test_plan (2) |  | 34 | Amplitude Accuracy | PNA-X | 9.95 |  | TRUE
test_plan (2) |  | 44 | Amplitude Accuracy | PNA-X | 118.9667 |  | TRUE
test_plan (2) |  | 64 | Amplitude Accuracy | PNA-X | 5.6833 |  | TRUE
test_plan (2) |  | 74 | Amplitude Accuracy | PNA-X | 152.15 |  | TRUE
test_plan (2) |  | 3 | Amplitude Accuracy | PNA-X | 23.3167 |  | TRUE
test_plan (2) |  | 33 | Amplitude Accuracy | PNA-X | 5.3 |  | TRUE
test_plan (2) |  | 43 | Amplitude Accuracy | PNA-X | 42.8 |  | TRUE
test_plan (2) |  | 63 | Amplitude Accuracy | PNA-X | 5.8333 |  | TRUE
test_plan (2) |  | 73 | Amplitude Accuracy | PNA-X | 46.7667 |  | TRUE
test_plan (2) |  | 83 | Amplitude Accuracy | PNA-X | 9.7167 |  | TRUE
test_plan (2) |  | 2 | Amplitude Accuracy | PNA-X | 25.5667 |  | TRUE
test_plan (2) |  | 22 | Amplitude Accuracy | PNA-X | 177.9833 |  | TRUE
test_plan (2) |  | 32 | Amplitude Accuracy | PNA-X | 4.7167 |  | TRUE
test_plan (2) |  | 42 | Amplitude Accuracy | PNA-X | 35.55 |  | TRUE
test_plan (2) |  | 62 | Amplitude Accuracy | PNA-X | 55.15 |  | TRUE
test_plan (2) |  | 72 | Amplitude Accuracy | PNA-X | 176.5167 |  | TRUE
test_plan (2) |  | 82 | Amplitude Accuracy | PNA-X | 10.8167 |  | TRUE
test_plan (2) |  | 9 | Amplitude Accuracy | ACLR-Test | 23.4333 |  | TRUE
test_plan (2) |  | 8 | Amplitude Accuracy | ACLR-Test | 89.7 |  | TRUE
test_plan (2) |  | 54 | Amplitude Accuracy | ACLR-Test | 88.9167 |  | TRUE
test_plan (2) |  | 7 | Amplitude Accuracy | ACLR-Test | 135.1833 |  | TRUE
test_plan (2) |  | 53 | Amplitude Accuracy | ACLR-Test | 56.0167 |  | TRUE
test_plan (2) |  | 87 | Amplitude Accuracy | ACLR-Test | 26.3 |  | TRUE
test_plan (2) |  | 6 | Amplitude Accuracy | ACLR-Test | 61.6667 |  | TRUE
test_plan (2) |  | 52 | Amplitude Accuracy | ACLR-Test | 33.9667 |  | TRUE
test_plan (2) |  | 86 | Amplitude Accuracy | ACLR-Test | 36.45 |  | TRUE
test_plan (2) |  | 9 | PhaseNoise | Peanuts Phase Noise | 36.7167 |  | TRUE
test_plan (2) |  | 4 | PhaseNoise | Peanuts Phase Noise | 18.15 |  | TRUE
test_plan (2) |  | 3 | PhaseNoise | Peanuts Phase Noise | 13.2333 |  | TRUE
test_plan (2) |  | 2 | PhaseNoise | Peanuts Phase Noise | 29.6167 |  | TRUE
test_plan (2) |  | 44 | PhaseNoise | Peanuts Phase Noise | 20.25 |  | TRUE
test_plan (2) |  | 43 | PhaseNoise | Peanuts Phase Noise | 15.5333 |  | TRUE
test_plan (2) |  | 42 | PhaseNoise | Peanuts Phase Noise | 31.5833 |  | TRUE
test_plan (2) |  | 8 | Channel Flatness | ACLR-Test | 1.1333 |  | TRUE
test_plan (2) |  | 7 | Channel Flatness | ACLR-Test | 5.1333 |  | TRUE
test_plan (2) |  | 6 | Channel Flatness | ACLR-Test | 4.8333 |  | TRUE
test_plan (2) |  | 3 | Channel Flatness | ACLR-Test | 2.1167 |  | TRUE
test_plan (2) |  | 5 | Functional Tests | ACLR-Test | 3.0833 |  | TRUE
test_plan (2) |  | 36 | Phase Measurements | ACLR-Test | 18.2833 |  | TRUE
test_plan (2) |  | 35 | Phase Measurements | PNA-X | 32.9833 |  | TRUE
test_plan (2) |  | 34 | Phase Measurements | ACLR-Test | 9.5667 |  | TRUE
test_plan (2) |  | 33 | Phase Measurements | PNA-X | 26.0833 |  | TRUE
test_plan (2) |  | 32 | Phase Measurements | ACLR-Test | 26.7833 |  | TRUE
test_plan (2) |  | 31 | Phase Measurements | PNA-X | 21.7 |  | TRUE
test_plan (2) |  | 5 | Functional Tests | X-Mod | 3.05 |  | TRUE
test_plan (2) |  | 5 | Switching Speed | X-Mod | 133.75 |  | TRUE
test_plan (2) |  | 4 | Switching Speed | X-Mod | 31.9333 |  | TRUE
test_plan (2) |  | 3 | Switching Speed | X-Mod | 18.5167 |  | TRUE
test_plan (2) |  | 12 | Pulse Modulation | ACLR-Test | 11.3833 |  | TRUE
test_plan (2) |  | 11 | Pulse Modulation | ACLR-Test | 32.9333 |  | TRUE
test_plan (2) |  | 5 | Pulse Modulation | X-Mod | 65.0833 |  | TRUE
test_plan (2) |  | 4 | Pulse Modulation | X-Mod | 28.2 |  | TRUE
test_plan (2) |  | 3 | Pulse Modulation | X-Mod | 24.6167 |  | TRUE
test_plan (2) |  | 4 | Analog Modulation | ACLR-Test | 42.6167 |  | TRUE
test_plan (2) |  | 3 | Analog Modulation | ACLR-Test | 14.6833 |  | TRUE
test_plan (2) |  | 2 | Analog Modulation | ACLR-Test | 24.8167 |  | TRUE
test_plan (2) |  | 54 | Spectral | ACLR-Test | 140 |  | TRUE
test_plan (2) |  | 26 | Spectral | ACLR-Test | 49.55 |  | TRUE
test_plan (2) |  | 25 | Spectral | ACLR-Test | 50.25 |  | TRUE
test_plan (2) |  | 24 | Spectral | ACLR-Test | 343.1 |  | TRUE
test_plan (2) |  | 23 | Spectral | ACLR-Test | 20.05 |  | TRUE
test_plan (2) |  | 16 | Spectral | ACLR-Test | 40.2833 |  | TRUE
test_plan (2) |  | 15 | Spectral | ACLR-Test | 51.5833 |  | TRUE
test_plan (2) |  | 14 | Spectral | ACLR-Test | 347.75 |  | TRUE
test_plan (2) |  | 13 | Spectral | ACLR-Test | 104.9833 |  | TRUE
test_plan (2) |  | 6 | Spectral | ACLR-Test | 57.1 |  | TRUE
test_plan (2) |  | 5 | Spectral | ACLR-Test | 41.3 |  | TRUE
test_plan (2) |  | 4 | Spectral | ACLR-Test | 149.1667 |  | TRUE
test_plan (2) |  | 3 | Spectral | ACLR-Test | 38.1667 |  | TRUE
test_plan (2) |  | 8 | Acpr | ACLR-Test | 9.2833 |  | TRUE
test_plan (2) |  | 7 | Acpr | ACLR-Test | 111.7 |  | TRUE
test_plan (2) |  | 6 | Acpr | ACLR-Test | 40.6667 |  | TRUE
test_plan (2) |  | 4 | Acpr | ACLR-Test | 109.5667 |  | TRUE
test_plan (2) |  | 29 | Amplitude Accuracy | PNA-X | 3.2667 |  | TRUE
test_plan (2) |  | 21 | Amplitude Accuracy | PNA-X | 8.0667 |  | TRUE
test_plan (2) |  | 6 | MCS3 Reconfig | Postponement | 1.65 |  | TRUE
test_plan (2) |  | 2 | CustomerInit | Postponement | 8.1167 |  | TRUE
test_plan (2) |  | 3 | CustomerInit | Postponement | 1.4 |  | TRUE
test_plan (2) |  | 5 | Functional Tests | Postponement | 6.4333 |  | TRUE
test_plan (2) |  | 17 | Functional Tests | Postponement | 2.8167 |  | TRUE
test_plan (2) |  | 2 | FinalConfiguration | Postponement | 3.65 |  | TRUE
test_plan (2) |  | 34 | Functional Tests | Postponement | 0.2 |  | TRUE
test_plan (2) |  | 2 | Hi Pot | Hi Pot | 0 |  | TRUE
test_plan (2) |  | 2 | Hi Pot | Hi Pot | 0.66667 |  | TRUE
test_plan (2) |  | 2 | Download | Align-X | 0 |  | TRUE
test_plan (2) |  | 2 | Initialization | Align-X | 0 |  | TRUE
test_plan (2) |  | 3 | Initialization | Align-X | 0 |  | TRUE
test_plan (2) |  | 4 | Download | Align-X | 16.6 |  | TRUE
test_plan (2) |  | 3 | Functional Tests | Align-X | 22.8 |  | TRUE
test_plan (2) |  | 2 | Functional Tests | Align-X | 50.0333 |  | TRUE
test_plan (2) |  | 4 | Functional Tests | Align-X | 81.3333 |  | TRUE
test_plan (2) |  | 9 | Functional Tests | Align-X | 2.8167 |  | TRUE
test_plan (2) |  | 15 | Functional Tests | Align-X | 13.2833 |  | TRUE
test_plan (2) |  | 30 | Functional Tests | Align-X | 0 |  | TRUE
test_plan (2) |  | 31 | Functional Tests | Align-X | 0 |  | TRUE
test_plan (2) |  | 4 | Adjustments | PNA-X | 250.6667 |  | TRUE
test_plan (2) |  | 5 | Adjustments | PNA-X | 154 |  | TRUE
test_plan (2) |  | 6 | Adjustments | PNA-X | 661.1833 |  | TRUE
test_plan (2) |  | 112 | Phase Measurements | PNA-X | 109.35 |  | TRUE
test_plan (2) |  | 212 | Phase Measurements | PNA-X | 97.7333 |  | TRUE
test_plan (2) |  | 312 | Phase Measurements | PNA-X | 77.1667 |  | TRUE
test_plan (2) |  | 13 | Adjustments | ACLR-Test | 269.25 |  | TRUE
test_plan (2) |  | 14 | Amplitude Accuracy | PNA-X | 10.7667 |  | TRUE
test_plan (2) |  | 13 | Amplitude Accuracy | PNA-X | 5.8167 |  | TRUE
test_plan (2) |  | 12 | Amplitude Accuracy | PNA-X | 3.9667 |  | TRUE
test_plan (2) |  | 2 | LoadingGateTest | YS Loading Gate | 2.2 |  | TRUE
test_plan (2) |  | 81 |  |  | 0 |  | TRUE
test_plan (2) |  | 5 | Functional Tests | PNA-X | 3.45 |  | TRUE
test_plan (2) |  | 4 | Amplitude Accuracy | PNA-X | 36.35 |  | TRUE
test_plan (2) |  | 34 | Amplitude Accuracy | PNA-X | 9.95 |  | TRUE
test_plan (2) |  | 44 | Amplitude Accuracy | PNA-X | 118.9667 |  | TRUE
test_plan (2) |  | 64 | Amplitude Accuracy | PNA-X | 5.6833 |  | TRUE
test_plan (2) |  | 74 | Amplitude Accuracy | PNA-X | 152.15 |  | TRUE
test_plan (2) |  | 3 | Amplitude Accuracy | PNA-X | 23.3167 |  | TRUE
test_plan (2) |  | 33 | Amplitude Accuracy | PNA-X | 5.3 |  | TRUE
test_plan (2) |  | 43 | Amplitude Accuracy | PNA-X | 42.8 |  | TRUE
test_plan (2) |  | 63 | Amplitude Accuracy | PNA-X | 5.8333 |  | TRUE
test_plan (2) |  | 73 | Amplitude Accuracy | PNA-X | 46.7667 |  | TRUE
test_plan (2) |  | 83 | Amplitude Accuracy | PNA-X | 9.7167 |  | TRUE
test_plan (2) |  | 2 | Amplitude Accuracy | PNA-X | 25.5667 |  | TRUE
test_plan (2) |  | 22 | Amplitude Accuracy | PNA-X | 177.9833 |  | TRUE
test_plan (2) |  | 32 | Amplitude Accuracy | PNA-X | 4.7167 |  | TRUE
test_plan (2) |  | 42 | Amplitude Accuracy | PNA-X | 35.55 |  | TRUE
test_plan (2) |  | 62 | Amplitude Accuracy | PNA-X | 55.15 |  | TRUE
test_plan (2) |  | 72 | Amplitude Accuracy | PNA-X | 176.5167 |  | TRUE
test_plan (2) |  | 82 | Amplitude Accuracy | PNA-X | 10.8167 |  | TRUE
test_plan (2) |  | 9 | Amplitude Accuracy | ACLR-Test | 23.4333 |  | TRUE
test_plan (2) |  | 8 | Amplitude Accuracy | ACLR-Test | 89.7 |  | TRUE
test_plan (2) |  | 54 | Amplitude Accuracy | ACLR-Test | 88.9167 |  | TRUE
test_plan (2) |  | 7 | Amplitude Accuracy | ACLR-Test | 135.1833 |  | TRUE
test_plan (2) |  | 53 | Amplitude Accuracy | ACLR-Test | 56.0167 |  | TRUE
test_plan (2) |  | 87 | Amplitude Accuracy | ACLR-Test | 26.3 |  | TRUE
test_plan (2) |  | 6 | Amplitude Accuracy | ACLR-Test | 61.6667 |  | TRUE
test_plan (2) |  | 52 | Amplitude Accuracy | ACLR-Test | 33.9667 |  | TRUE
test_plan (2) |  | 86 | Amplitude Accuracy | ACLR-Test | 36.45 |  | TRUE
test_plan (2) |  | 9 | PhaseNoise | Peanuts Phase Noise | 36.7167 |  | TRUE
test_plan (2) |  | 4 | PhaseNoise | Peanuts Phase Noise | 18.15 |  | TRUE
test_plan (2) |  | 3 | PhaseNoise | Peanuts Phase Noise | 13.2333 |  | TRUE
test_plan (2) |  | 2 | PhaseNoise | Peanuts Phase Noise | 29.6167 |  | TRUE
test_plan (2) |  | 44 | PhaseNoise | Peanuts Phase Noise | 20.25 |  | TRUE
test_plan (2) |  | 43 | PhaseNoise | Peanuts Phase Noise | 15.5333 |  | TRUE
test_plan (2) |  | 42 | PhaseNoise | Peanuts Phase Noise | 31.5833 |  | TRUE
test_plan (2) |  | 8 | Channel Flatness | ACLR-Test | 1.1333 |  | TRUE
test_plan (2) |  | 7 | Channel Flatness | ACLR-Test | 5.1333 |  | TRUE
test_plan (2) |  | 6 | Channel Flatness | ACLR-Test | 4.8333 |  | TRUE
test_plan (2) |  | 3 | Channel Flatness | ACLR-Test | 2.1167 |  | TRUE
test_plan (2) |  | 5 | Functional Tests | ACLR-Test | 3.0833 |  | TRUE
test_plan (2) |  | 36 | Phase Measurements | ACLR-Test | 18.2833 |  | TRUE
test_plan (2) |  | 35 | Phase Measurements | PNA-X | 32.9833 |  | TRUE
test_plan (2) |  | 34 | Phase Measurements | ACLR-Test | 9.5667 |  | TRUE
test_plan (2) |  | 33 | Phase Measurements | PNA-X | 26.0833 |  | TRUE
test_plan (2) |  | 32 | Phase Measurements | ACLR-Test | 26.7833 |  | TRUE
test_plan (2) |  | 31 | Phase Measurements | PNA-X | 21.7 |  | TRUE
test_plan (2) |  | 5 | Functional Tests | X-Mod | 3.05 |  | TRUE
test_plan (2) |  | 5 | Switching Speed | X-Mod | 133.75 |  | TRUE
test_plan (2) |  | 4 | Switching Speed | X-Mod | 31.9333 |  | TRUE
test_plan (2) |  | 3 | Switching Speed | X-Mod | 18.5167 |  | TRUE
test_plan (2) |  | 12 | Pulse Modulation | ACLR-Test | 11.3833 |  | TRUE
test_plan (2) |  | 11 | Pulse Modulation | ACLR-Test | 32.9333 |  | TRUE
test_plan (2) |  | 5 | Pulse Modulation | X-Mod | 65.0833 |  | TRUE
test_plan (2) |  | 4 | Pulse Modulation | X-Mod | 28.2 |  | TRUE
test_plan (2) |  | 3 | Pulse Modulation | X-Mod | 24.6167 |  | TRUE
test_plan (2) |  | 4 | Analog Modulation | ACLR-Test | 42.6167 |  | TRUE
test_plan (2) |  | 3 | Analog Modulation | ACLR-Test | 14.6833 |  | TRUE
test_plan (2) |  | 2 | Analog Modulation | ACLR-Test | 24.8167 |  | TRUE
test_plan (2) |  | 54 | Spectral | ACLR-Test | 140 |  | TRUE
test_plan (2) |  | 26 | Spectral | ACLR-Test | 49.55 |  | TRUE
test_plan (2) |  | 25 | Spectral | ACLR-Test | 50.25 |  | TRUE
test_plan (2) |  | 24 | Spectral | ACLR-Test | 343.1 |  | TRUE
test_plan (2) |  | 23 | Spectral | ACLR-Test | 20.05 |  | TRUE
test_plan (2) |  | 16 | Spectral | ACLR-Test | 40.2833 |  | TRUE
test_plan (2) |  | 15 | Spectral | ACLR-Test | 51.5833 |  | TRUE
test_plan (2) |  | 14 | Spectral | ACLR-Test | 347.75 |  | TRUE
test_plan (2) |  | 13 | Spectral | ACLR-Test | 104.9833 |  | TRUE
test_plan (2) |  | 6 | Spectral | ACLR-Test | 57.1 |  | TRUE
test_plan (2) |  | 5 | Spectral | ACLR-Test | 41.3 |  | TRUE
test_plan (2) |  | 4 | Spectral | ACLR-Test | 149.1667 |  | TRUE
test_plan (2) |  | 3 | Spectral | ACLR-Test | 38.1667 |  | TRUE
test_plan (2) |  | 8 | Acpr | ACLR-Test | 9.2833 |  | TRUE
test_plan (2) |  | 7 | Acpr | ACLR-Test | 111.7 |  | TRUE
test_plan (2) |  | 6 | Acpr | ACLR-Test | 40.6667 |  | TRUE
test_plan (2) |  | 4 | Acpr | ACLR-Test | 109.5667 |  | TRUE
test_plan (2) |  | 29 | Amplitude Accuracy | PNA-X | 3.2667 |  | TRUE
test_plan (2) |  | 21 | Amplitude Accuracy | PNA-X | 8.0667 |  | TRUE
test_plan (2) |  | 6 | MCS3 Reconfig | Postponement | 1.65 |  | TRUE
test_plan (2) |  | 2 | CustomerInit | Postponement | 8.1167 |  | TRUE
test_plan (2) |  | 3 | CustomerInit | Postponement | 1.4 |  | TRUE
test_plan (2) |  | 5 | Functional Tests | Postponement | 6.4333 |  | TRUE
test_plan (2) |  | 17 | Functional Tests | Postponement | 2.8167 |  | TRUE
test_plan (2) |  | 2 | FinalConfiguration | Postponement | 3.65 |  | TRUE
test_plan (2) |  | 34 | Functional Tests | Postponement | 0.2 |  | TRUE
test_plan (2) |  | 2 | Hi Pot | Hi Pot | 0 |  | TRUE
test_plan (2) |  | 2 | Hi Pot | Hi Pot | 0.66667 |  | TRUE
test_plan (2) |  | 2 | Download | Align-X | 0 |  | TRUE
test_plan (2) |  | 2 | Initialization | Align-X | 0 |  | TRUE
test_plan (2) |  | 3 | Initialization | Align-X | 0 |  | TRUE
test_plan (2) |  | 4 | Download | Align-X | 16.6 |  | TRUE
test_plan (2) |  | 3 | Functional Tests | Align-X | 22.8 |  | TRUE
test_plan (2) |  | 2 | Functional Tests | Align-X | 50.0333 |  | TRUE
test_plan (2) |  | 4 | Functional Tests | Align-X | 81.3333 |  | TRUE
test_plan (2) |  | 9 | Functional Tests | Align-X | 2.8167 |  | TRUE
test_plan (2) |  | 15 | Functional Tests | Align-X | 13.2833 |  | TRUE
test_plan (2) |  | 30 | Functional Tests | Align-X | 0 |  | TRUE
test_plan (2) |  | 31 | Functional Tests | Align-X | 0 |  | TRUE
test_plan (2) |  | 4 | Adjustments | PNA-X | 250.6667 |  | TRUE
test_plan (2) |  | 5 | Adjustments | PNA-X | 154 |  | TRUE
test_plan (2) |  | 6 | Adjustments | PNA-X | 661.1833 |  | TRUE
test_plan (2) |  | 112 | Phase Measurements | PNA-X | 109.35 |  | TRUE
test_plan (2) |  | 212 | Phase Measurements | PNA-X | 97.7333 |  | TRUE
test_plan (2) |  | 312 | Phase Measurements | PNA-X | 77.1667 |  | TRUE
test_plan (2) |  | 13 | Adjustments | ACLR-Test | 269.25 |  | TRUE
test_plan (2) |  | 14 | Amplitude Accuracy | PNA-X | 10.7667 |  | TRUE
test_plan (2) |  | 13 | Amplitude Accuracy | PNA-X | 5.8167 |  | TRUE
test_plan (2) |  | 12 | Amplitude Accuracy | PNA-X | 3.9667 |  | TRUE
test_plan (2) |  | 2 | LoadingGateTest | YS Loading Gate | 2.2 |  | TRUE
test_plan (2) |  | 81 |  |  | 0 |  | TRUE
test_plan (2) |  | 5 | Functional Tests | PNA-X | 3.45 |  | TRUE
test_plan (2) |  | 4 | Amplitude Accuracy | PNA-X | 36.35 |  | TRUE
test_plan (2) |  | 34 | Amplitude Accuracy | PNA-X | 9.95 |  | TRUE
test_plan (2) |  | 44 | Amplitude Accuracy | PNA-X | 118.9667 |  | TRUE
test_plan (2) |  | 64 | Amplitude Accuracy | PNA-X | 5.6833 |  | TRUE
test_plan (2) |  | 74 | Amplitude Accuracy | PNA-X | 152.15 |  | TRUE
test_plan (2) |  | 3 | Amplitude Accuracy | PNA-X | 23.3167 |  | TRUE
test_plan (2) |  | 33 | Amplitude Accuracy | PNA-X | 5.3 |  | TRUE
test_plan (2) |  | 43 | Amplitude Accuracy | PNA-X | 42.8 |  | TRUE
test_plan (2) |  | 63 | Amplitude Accuracy | PNA-X | 5.8333 |  | TRUE
test_plan (2) |  | 73 | Amplitude Accuracy | PNA-X | 46.7667 |  | TRUE
test_plan (2) |  | 83 | Amplitude Accuracy | PNA-X | 9.7167 |  | TRUE
test_plan (2) |  | 2 | Amplitude Accuracy | PNA-X | 25.5667 |  | TRUE
test_plan (2) |  | 22 | Amplitude Accuracy | PNA-X | 177.9833 |  | TRUE
test_plan (2) |  | 32 | Amplitude Accuracy | PNA-X | 4.7167 |  | TRUE
test_plan (2) |  | 42 | Amplitude Accuracy | PNA-X | 35.55 |  | TRUE
test_plan (2) |  | 62 | Amplitude Accuracy | PNA-X | 55.15 |  | TRUE
test_plan (2) |  | 72 | Amplitude Accuracy | PNA-X | 176.5167 |  | TRUE
test_plan (2) |  | 82 | Amplitude Accuracy | PNA-X | 10.8167 |  | TRUE
test_plan (2) |  | 9 | Amplitude Accuracy | ACLR-Test | 23.4333 |  | TRUE
test_plan (2) |  | 8 | Amplitude Accuracy | ACLR-Test | 89.7 |  | TRUE
test_plan (2) |  | 54 | Amplitude Accuracy | ACLR-Test | 88.9167 |  | TRUE
test_plan (2) |  | 7 | Amplitude Accuracy | ACLR-Test | 135.1833 |  | TRUE
test_plan (2) |  | 53 | Amplitude Accuracy | ACLR-Test | 56.0167 |  | TRUE
test_plan (2) |  | 87 | Amplitude Accuracy | ACLR-Test | 26.3 |  | TRUE
test_plan (2) |  | 6 | Amplitude Accuracy | ACLR-Test | 61.6667 |  | TRUE
test_plan (2) |  | 52 | Amplitude Accuracy | ACLR-Test | 33.9667 |  | TRUE
test_plan (2) |  | 86 | Amplitude Accuracy | ACLR-Test | 36.45 |  | TRUE
test_plan (2) |  | 9 | PhaseNoise | Peanuts Phase Noise | 36.7167 |  | TRUE
test_plan (2) |  | 4 | PhaseNoise | Peanuts Phase Noise | 18.15 |  | TRUE
test_plan (2) |  | 3 | PhaseNoise | Peanuts Phase Noise | 13.2333 |  | TRUE
test_plan (2) |  | 2 | PhaseNoise | Peanuts Phase Noise | 29.6167 |  | TRUE
test_plan (2) |  | 44 | PhaseNoise | Peanuts Phase Noise | 20.25 |  | TRUE
test_plan (2) |  | 43 | PhaseNoise | Peanuts Phase Noise | 15.5333 |  | TRUE
test_plan (2) |  | 42 | PhaseNoise | Peanuts Phase Noise | 31.5833 |  | TRUE
test_plan (2) |  | 8 | Channel Flatness | ACLR-Test | 1.1333 |  | TRUE
test_plan (2) |  | 7 | Channel Flatness | ACLR-Test | 5.1333 |  | TRUE
test_plan (2) |  | 6 | Channel Flatness | ACLR-Test | 4.8333 |  | TRUE
test_plan (2) |  | 3 | Channel Flatness | ACLR-Test | 2.1167 |  | TRUE
test_plan (2) |  | 5 | Functional Tests | ACLR-Test | 3.0833 |  | TRUE
test_plan (2) |  | 36 | Phase Measurements | ACLR-Test | 18.2833 |  | TRUE
test_plan (2) |  | 35 | Phase Measurements | PNA-X | 32.9833 |  | TRUE
test_plan (2) |  | 34 | Phase Measurements | ACLR-Test | 9.5667 |  | TRUE
test_plan (2) |  | 33 | Phase Measurements | PNA-X | 26.0833 |  | TRUE
test_plan (2) |  | 32 | Phase Measurements | ACLR-Test | 26.7833 |  | TRUE
test_plan (2) |  | 31 | Phase Measurements | PNA-X | 21.7 |  | TRUE
test_plan (2) |  | 5 | Functional Tests | X-Mod | 3.05 |  | TRUE
test_plan (2) |  | 5 | Switching Speed | X-Mod | 133.75 |  | TRUE
test_plan (2) |  | 4 | Switching Speed | X-Mod | 31.9333 |  | TRUE
test_plan (2) |  | 3 | Switching Speed | X-Mod | 18.5167 |  | TRUE
test_plan (2) |  | 12 | Pulse Modulation | ACLR-Test | 11.3833 |  | TRUE
test_plan (2) |  | 11 | Pulse Modulation | ACLR-Test | 32.9333 |  | TRUE
test_plan (2) |  | 5 | Pulse Modulation | X-Mod | 65.0833 |  | TRUE
test_plan (2) |  | 4 | Pulse Modulation | X-Mod | 28.2 |  | TRUE
test_plan (2) |  | 3 | Pulse Modulation | X-Mod | 24.6167 |  | TRUE
test_plan (2) |  | 4 | Analog Modulation | ACLR-Test | 42.6167 |  | TRUE
test_plan (2) |  | 3 | Analog Modulation | ACLR-Test | 14.6833 |  | TRUE
test_plan (2) |  | 2 | Analog Modulation | ACLR-Test | 24.8167 |  | TRUE
test_plan (2) |  | 54 | Spectral | ACLR-Test | 140 |  | TRUE
test_plan (2) |  | 26 | Spectral | ACLR-Test | 49.55 |  | TRUE
test_plan (2) |  | 25 | Spectral | ACLR-Test | 50.25 |  | TRUE
test_plan (2) |  | 24 | Spectral | ACLR-Test | 343.1 |  | TRUE
test_plan (2) |  | 23 | Spectral | ACLR-Test | 20.05 |  | TRUE
test_plan (2) |  | 16 | Spectral | ACLR-Test | 40.2833 |  | TRUE
test_plan (2) |  | 15 | Spectral | ACLR-Test | 51.5833 |  | TRUE
test_plan (2) |  | 14 | Spectral | ACLR-Test | 347.75 |  | TRUE
test_plan (2) |  | 13 | Spectral | ACLR-Test | 104.9833 |  | TRUE
test_plan (2) |  | 6 | Spectral | ACLR-Test | 57.1 |  | TRUE
test_plan (2) |  | 5 | Spectral | ACLR-Test | 41.3 |  | TRUE
test_plan (2) |  | 4 | Spectral | ACLR-Test | 149.1667 |  | TRUE
test_plan (2) |  | 3 | Spectral | ACLR-Test | 38.1667 |  | TRUE
test_plan (2) |  | 8 | Acpr | ACLR-Test | 9.2833 |  | TRUE
test_plan (2) |  | 7 | Acpr | ACLR-Test | 111.7 |  | TRUE
test_plan (2) |  | 6 | Acpr | ACLR-Test | 40.6667 |  | TRUE
test_plan (2) |  | 4 | Acpr | ACLR-Test | 109.5667 |  | TRUE
test_plan (2) |  | 29 | Amplitude Accuracy | PNA-X | 3.2667 |  | TRUE
test_plan (2) |  | 21 | Amplitude Accuracy | PNA-X | 8.0667 |  | TRUE
test_plan (2) |  | 6 | MCS3 Reconfig | Postponement | 1.65 |  | TRUE
test_plan (2) |  | 2 | CustomerInit | Postponement | 8.1167 |  | TRUE
test_plan (2) |  | 3 | CustomerInit | Postponement | 1.4 |  | TRUE
test_plan (2) |  | 5 | Functional Tests | Postponement | 6.4333 |  | TRUE
test_plan (2) |  | 17 | Functional Tests | Postponement | 2.8167 |  | TRUE
test_plan (2) |  | 2 | FinalConfiguration | Postponement | 3.65 |  | TRUE
test_plan (2) |  | 34 | Functional Tests | Postponement | 0.2 |  | TRUE
test_plan (2) |  | 2 | Hi Pot | Hi Pot | 0 |  | TRUE
test_plan (2) |  | 2 | Hi Pot | Hi Pot | 0.66667 |  | TRUE
test_plan (2) |  | 2 | Download | Align-X | 0 |  | TRUE
test_plan (2) |  | 2 | Initialization | Align-X | 0 |  | TRUE
test_plan (2) |  | 3 | Initialization | Align-X | 0 |  | TRUE
test_plan (2) |  | 4 | Download | Align-X | 16.6 |  | TRUE
test_plan (2) |  | 3 | Functional Tests | Align-X | 22.8 |  | TRUE
test_plan (2) |  | 2 | Functional Tests | Align-X | 50.0333 |  | TRUE
test_plan (2) |  | 4 | Functional Tests | Align-X | 81.3333 |  | TRUE
test_plan (2) |  | 9 | Functional Tests | Align-X | 2.8167 |  | TRUE
test_plan (2) |  | 15 | Functional Tests | Align-X | 13.2833 |  | TRUE
test_plan (2) |  | 30 | Functional Tests | Align-X | 0 |  | TRUE
test_plan (2) |  | 31 | Functional Tests | Align-X | 0 |  | TRUE
test_plan (2) |  | 4 | Adjustments | PNA-X | 250.6667 |  | TRUE
test_plan (2) |  | 5 | Adjustments | PNA-X | 154 |  | TRUE
test_plan (2) |  | 6 | Adjustments | PNA-X | 661.1833 |  | TRUE
test_plan (2) |  | 112 | Phase Measurements | PNA-X | 109.35 |  | TRUE
test_plan (2) |  | 212 | Phase Measurements | PNA-X | 97.7333 |  | TRUE
test_plan (2) |  | 312 | Phase Measurements | PNA-X | 77.1667 |  | TRUE
test_plan (2) |  | 13 | Adjustments | ACLR-Test | 269.25 |  | TRUE
test_plan (2) |  | 14 | Amplitude Accuracy | PNA-X | 10.7667 |  | TRUE
test_plan (2) |  | 13 | Amplitude Accuracy | PNA-X | 5.8167 |  | TRUE
test_plan (2) |  | 12 | Amplitude Accuracy | PNA-X | 3.9667 |  | TRUE
test_plan (2) |  | 2 | LoadingGateTest | YS Loading Gate | 2.2 |  | TRUE
test_plan (2) |  | 81 |  |  | 0 |  | TRUE
test_plan (2) |  | 5 | Functional Tests | PNA-X | 3.45 |  | TRUE
test_plan (2) |  | 4 | Amplitude Accuracy | PNA-X | 36.35 |  | TRUE
test_plan (2) |  | 34 | Amplitude Accuracy | PNA-X | 9.95 |  | TRUE
test_plan (2) |  | 44 | Amplitude Accuracy | PNA-X | 118.9667 |  | TRUE
test_plan (2) |  | 64 | Amplitude Accuracy | PNA-X | 5.6833 |  | TRUE
test_plan (2) |  | 74 | Amplitude Accuracy | PNA-X | 152.15 |  | TRUE
test_plan (2) |  | 3 | Amplitude Accuracy | PNA-X | 23.3167 |  | TRUE
test_plan (2) |  | 33 | Amplitude Accuracy | PNA-X | 5.3 |  | TRUE
test_plan (2) |  | 43 | Amplitude Accuracy | PNA-X | 42.8 |  | TRUE
test_plan (2) |  | 63 | Amplitude Accuracy | PNA-X | 5.8333 |  | TRUE
test_plan (2) |  | 73 | Amplitude Accuracy | PNA-X | 46.7667 |  | TRUE
test_plan (2) |  | 83 | Amplitude Accuracy | PNA-X | 9.7167 |  | TRUE
test_plan (2) |  | 2 | Amplitude Accuracy | PNA-X | 25.5667 |  | TRUE
test_plan (2) |  | 22 | Amplitude Accuracy | PNA-X | 177.9833 |  | TRUE
test_plan (2) |  | 32 | Amplitude Accuracy | PNA-X | 4.7167 |  | TRUE
test_plan (2) |  | 42 | Amplitude Accuracy | PNA-X | 35.55 |  | TRUE
test_plan (2) |  | 62 | Amplitude Accuracy | PNA-X | 55.15 |  | TRUE
test_plan (2) |  | 72 | Amplitude Accuracy | PNA-X | 176.5167 |  | TRUE
test_plan (2) |  | 82 | Amplitude Accuracy | PNA-X | 10.8167 |  | TRUE
test_plan (2) |  | 9 | Amplitude Accuracy | ACLR-Test | 23.4333 |  | TRUE
test_plan (2) |  | 8 | Amplitude Accuracy | ACLR-Test | 89.7 |  | TRUE
test_plan (2) |  | 54 | Amplitude Accuracy | ACLR-Test | 88.9167 |  | TRUE
test_plan (2) |  | 7 | Amplitude Accuracy | ACLR-Test | 135.1833 |  | TRUE
test_plan (2) |  | 53 | Amplitude Accuracy | ACLR-Test | 56.0167 |  | TRUE
test_plan (2) |  | 87 | Amplitude Accuracy | ACLR-Test | 26.3 |  | TRUE
test_plan (2) |  | 6 | Amplitude Accuracy | ACLR-Test | 61.6667 |  | TRUE
test_plan (2) |  | 52 | Amplitude Accuracy | ACLR-Test | 33.9667 |  | TRUE
test_plan (2) |  | 86 | Amplitude Accuracy | ACLR-Test | 36.45 |  | TRUE
test_plan (2) |  | 9 | PhaseNoise | Peanuts Phase Noise | 36.7167 |  | TRUE
test_plan (2) |  | 4 | PhaseNoise | Peanuts Phase Noise | 18.15 |  | TRUE
test_plan (2) |  | 3 | PhaseNoise | Peanuts Phase Noise | 13.2333 |  | TRUE
test_plan (2) |  | 2 | PhaseNoise | Peanuts Phase Noise | 29.6167 |  | TRUE
test_plan (2) |  | 44 | PhaseNoise | Peanuts Phase Noise | 20.25 |  | TRUE
test_plan (2) |  | 43 | PhaseNoise | Peanuts Phase Noise | 15.5333 |  | TRUE
test_plan (2) |  | 42 | PhaseNoise | Peanuts Phase Noise | 31.5833 |  | TRUE
test_plan (2) |  | 8 | Channel Flatness | ACLR-Test | 1.1333 |  | TRUE
test_plan (2) |  | 7 | Channel Flatness | ACLR-Test | 5.1333 |  | TRUE
test_plan (2) |  | 6 | Channel Flatness | ACLR-Test | 4.8333 |  | TRUE
test_plan (2) |  | 3 | Channel Flatness | ACLR-Test | 2.1167 |  | TRUE
test_plan (2) |  | 5 | Functional Tests | ACLR-Test | 3.0833 |  | TRUE
test_plan (2) |  | 36 | Phase Measurements | ACLR-Test | 18.2833 |  | TRUE
test_plan (2) |  | 35 | Phase Measurements | PNA-X | 32.9833 |  | TRUE
test_plan (2) |  | 34 | Phase Measurements | ACLR-Test | 9.5667 |  | TRUE
test_plan (2) |  | 33 | Phase Measurements | PNA-X | 26.0833 |  | TRUE
test_plan (2) |  | 32 | Phase Measurements | ACLR-Test | 26.7833 |  | TRUE
test_plan (2) |  | 31 | Phase Measurements | PNA-X | 21.7 |  | TRUE
test_plan (2) |  | 5 | Functional Tests | X-Mod | 3.05 |  | TRUE
test_plan (2) |  | 5 | Switching Speed | X-Mod | 133.75 |  | TRUE
test_plan (2) |  | 4 | Switching Speed | X-Mod | 31.9333 |  | TRUE
test_plan (2) |  | 3 | Switching Speed | X-Mod | 18.5167 |  | TRUE
test_plan (2) |  | 12 | Pulse Modulation | ACLR-Test | 11.3833 |  | TRUE
test_plan (2) |  | 11 | Pulse Modulation | ACLR-Test | 32.9333 |  | TRUE
test_plan (2) |  | 5 | Pulse Modulation | X-Mod | 65.0833 |  | TRUE
test_plan (2) |  | 4 | Pulse Modulation | X-Mod | 28.2 |  | TRUE
test_plan (2) |  | 3 | Pulse Modulation | X-Mod | 24.6167 |  | TRUE
test_plan (2) |  | 4 | Analog Modulation | ACLR-Test | 42.6167 |  | TRUE
test_plan (2) |  | 3 | Analog Modulation | ACLR-Test | 14.6833 |  | TRUE
test_plan (2) |  | 2 | Analog Modulation | ACLR-Test | 24.8167 |  | TRUE
test_plan (2) |  | 54 | Spectral | ACLR-Test | 140 |  | TRUE
test_plan (2) |  | 26 | Spectral | ACLR-Test | 49.55 |  | TRUE
test_plan (2) |  | 25 | Spectral | ACLR-Test | 50.25 |  | TRUE
test_plan (2) |  | 24 | Spectral | ACLR-Test | 343.1 |  | TRUE
test_plan (2) |  | 23 | Spectral | ACLR-Test | 20.05 |  | TRUE
test_plan (2) |  | 16 | Spectral | ACLR-Test | 40.2833 |  | TRUE
test_plan (2) |  | 15 | Spectral | ACLR-Test | 51.5833 |  | TRUE
test_plan (2) |  | 14 | Spectral | ACLR-Test | 347.75 |  | TRUE
test_plan (2) |  | 13 | Spectral | ACLR-Test | 104.9833 |  | TRUE
test_plan (2) |  | 6 | Spectral | ACLR-Test | 57.1 |  | TRUE
test_plan (2) |  | 5 | Spectral | ACLR-Test | 41.3 |  | TRUE
test_plan (2) |  | 4 | Spectral | ACLR-Test | 149.1667 |  | TRUE
test_plan (2) |  | 3 | Spectral | ACLR-Test | 38.1667 |  | TRUE
test_plan (2) |  | 8 | Acpr | ACLR-Test | 9.2833 |  | TRUE
test_plan (2) |  | 7 | Acpr | ACLR-Test | 111.7 |  | TRUE
test_plan (2) |  | 6 | Acpr | ACLR-Test | 40.6667 |  | TRUE
test_plan (2) |  | 4 | Acpr | ACLR-Test | 109.5667 |  | TRUE
test_plan (2) |  | 29 | Amplitude Accuracy | PNA-X | 3.2667 |  | TRUE
test_plan (2) |  | 21 | Amplitude Accuracy | PNA-X | 8.0667 |  | TRUE
test_plan (2) |  | 6 | MCS3 Reconfig | Postponement | 1.65 |  | TRUE
test_plan (2) |  | 2 | CustomerInit | Postponement | 8.1167 |  | TRUE
test_plan (2) |  | 3 | CustomerInit | Postponement | 1.4 |  | TRUE
test_plan (2) |  | 5 | Functional Tests | Postponement | 6.4333 |  | TRUE
test_plan (2) |  | 17 | Functional Tests | Postponement | 2.8167 |  | TRUE
test_plan (2) |  | 2 | FinalConfiguration | Postponement | 3.65 |  | TRUE
test_plan (2) |  | 34 | Functional Tests | Postponement | 0.2 |  | TRUE
test_plan (2) |  | 2 | Hi Pot | Hi Pot | 0 |  | TRUE
test_plan (2) |  | 2 | Hi Pot | Hi Pot | 0.66667 |  | TRUE
test_plan (2) |  | 2 | Download | Align-X | 0 |  | TRUE
test_plan (2) |  | 2 | Initialization | Align-X | 0 |  | TRUE
test_plan (2) |  | 3 | Initialization | Align-X | 0 |  | TRUE
test_plan (2) |  | 4 | Download | Align-X | 16.6 |  | TRUE
test_plan (2) |  | 3 | Functional Tests | Align-X | 22.8 |  | TRUE
test_plan (2) |  | 2 | Functional Tests | Align-X | 50.0333 |  | TRUE
test_plan (2) |  | 4 | Functional Tests | Align-X | 81.3333 |  | TRUE
test_plan (2) |  | 9 | Functional Tests | Align-X | 2.8167 |  | TRUE
test_plan (2) |  | 15 | Functional Tests | Align-X | 13.2833 |  | TRUE
test_plan (2) |  | 30 | Functional Tests | Align-X | 0 |  | TRUE
test_plan (2) |  | 31 | Functional Tests | Align-X | 0 |  | TRUE
test_plan (2) |  | 4 | Adjustments | PNA-X | 250.6667 |  | TRUE
test_plan (2) |  | 5 | Adjustments | PNA-X | 154 |  | TRUE
test_plan (2) |  | 6 | Adjustments | PNA-X | 661.1833 |  | TRUE
test_plan (2) |  | 112 | Phase Measurements | PNA-X | 109.35 |  | TRUE | Parent Group F
test_plan (2) |  | 212 | Phase Measurements | PNA-X | 97.7333 |  | TRUE | Parent Group G
test_plan (2) |  | 312 | Phase Measurements | PNA-X | 77.1667 |  | TRUE | Parent Group H
test_plan (2) |  | 13 | Adjustments | ACLR-Test | 269.25 |  | TRUE
test_plan (2) |  | 14 | Amplitude Accuracy | PNA-X | 10.7667 |  | TRUE
test_plan (2) |  | 13 | Amplitude Accuracy | PNA-X | 5.8167 |  | TRUE
test_plan (2) |  | 12 | Amplitude Accuracy | PNA-X | 3.9667 |  | TRUE
test_plan (2) |  | 2 | LoadingGateTest | YS Loading Gate | 2.2 |  | TRUE
test_plan (2) |  | 81 |  |  | 0 |  | TRUE
test_plan (2) |  | 5 | Functional Tests | PNA-X | 3.45 |  | TRUE
test_plan (2) |  | 4 | Amplitude Accuracy | PNA-X | 36.35 |  | TRUE | Parent Group I
test_plan (2) |  | 34 | Amplitude Accuracy | PNA-X | 9.95 | 4 | TRUE | Parent Group I
test_plan (2) |  | 44 | Amplitude Accuracy | PNA-X | 118.9667 | 4 | TRUE | Parent Group I
test_plan (2) |  | 64 | Amplitude Accuracy | PNA-X | 5.6833 | 4 | TRUE | Parent Group I
test_plan (2) |  | 74 | Amplitude Accuracy | PNA-X | 152.15 | 4 | TRUE | Parent Group I
test_plan (2) |  | 3 | Amplitude Accuracy | PNA-X | 23.3167 |  | TRUE | Parent Group J
test_plan (2) |  | 33 | Amplitude Accuracy | PNA-X | 5.3 | 3 | TRUE | Parent Group J
test_plan (2) |  | 43 | Amplitude Accuracy | PNA-X | 42.8 | 3 | TRUE | Parent Group J
test_plan (2) |  | 63 | Amplitude Accuracy | PNA-X | 5.8333 | 3 | TRUE | Parent Group J
test_plan (2) |  | 73 | Amplitude Accuracy | PNA-X | 46.7667 | 3 | TRUE | Parent Group J
test_plan (2) |  | 83 | Amplitude Accuracy | PNA-X | 9.7167 | 3 | TRUE | Parent Group J
test_plan (2) |  | 2 | Amplitude Accuracy | PNA-X | 25.5667 |  | TRUE | Parent Group K
test_plan (2) |  | 22 | Amplitude Accuracy | PNA-X | 177.9833 |  | TRUE
test_plan (2) |  | 32 | Amplitude Accuracy | PNA-X | 4.7167 | 2 | TRUE | Parent Group K
test_plan (2) |  | 42 | Amplitude Accuracy | PNA-X | 35.55 | 2 | TRUE | Parent Group K
test_plan (2) |  | 62 | Amplitude Accuracy | PNA-X | 55.15 | 2 | TRUE | Parent Group K
test_plan (2) |  | 72 | Amplitude Accuracy | PNA-X | 176.5167 | 2 | TRUE | Parent Group K
test_plan (2) |  | 82 | Amplitude Accuracy | PNA-X | 10.8167 |  | TRUE
test_plan (2) |  | 9 | Amplitude Accuracy | ACLR-Test | 23.4333 | 4 | TRUE | Parent Group I
test_plan (2) |  | 8 | Amplitude Accuracy | ACLR-Test | 89.7 | 4 | TRUE | Parent Group I
test_plan (2) |  | 54 | Amplitude Accuracy | ACLR-Test | 88.9167 |  | TRUE
test_plan (2) |  | 7 | Amplitude Accuracy | ACLR-Test | 135.1833 | 3 | TRUE | Parent Group J
test_plan (2) |  | 53 | Amplitude Accuracy | ACLR-Test | 56.0167 |  | TRUE
test_plan (2) |  | 87 | Amplitude Accuracy | ACLR-Test | 26.3 | 3 | TRUE | Parent Group J
test_plan (2) |  | 6 | Amplitude Accuracy | ACLR-Test | 61.6667 | 2 | TRUE | Parent Group K
test_plan (2) |  | 52 | Amplitude Accuracy | ACLR-Test | 33.9667 |  | TRUE
test_plan (2) |  | 86 | Amplitude Accuracy | ACLR-Test | 36.45 | 2 | TRUE | Parent Group K
test_plan (2) |  | 9 | PhaseNoise | Peanuts Phase Noise | 36.7167 |  | TRUE | Parent Group V
test_plan (2) |  | 4 | PhaseNoise | Peanuts Phase Noise | 18.15 |  | TRUE
test_plan (2) |  | 3 | PhaseNoise | Peanuts Phase Noise | 13.2333 |  | TRUE
test_plan (2) |  | 2 | PhaseNoise | Peanuts Phase Noise | 29.6167 |  | TRUE
test_plan (2) |  | 44 | PhaseNoise | Peanuts Phase Noise | 20.25 | 9 | TRUE | Parent Group V
test_plan (2) |  | 43 | PhaseNoise | Peanuts Phase Noise | 15.5333 | 9 | TRUE | Parent Group V
test_plan (2) |  | 42 | PhaseNoise | Peanuts Phase Noise | 31.5833 | 9 | TRUE | Parent Group V
test_plan (2) |  | 8 | Channel Flatness | ACLR-Test | 1.1333 |  | TRUE
test_plan (2) |  | 7 | Channel Flatness | ACLR-Test | 5.1333 |  | TRUE
test_plan (2) |  | 6 | Channel Flatness | ACLR-Test | 4.8333 |  | TRUE
test_plan (2) |  | 3 | Channel Flatness | ACLR-Test | 2.1167 |  | TRUE
test_plan (2) |  | 5 | Functional Tests | ACLR-Test | 3.0833 |  | TRUE
test_plan (2) |  | 36 | Phase Measurements | ACLR-Test | 18.2833 | 312 | TRUE | Parent Group H
test_plan (2) |  | 35 | Phase Measurements | PNA-X | 32.9833 | 312 | TRUE | Parent Group H
test_plan (2) |  | 34 | Phase Measurements | ACLR-Test | 9.5667 | 212 | TRUE | Parent Group G
test_plan (2) |  | 33 | Phase Measurements | PNA-X | 26.0833 | 212 | TRUE | Parent Group G
test_plan (2) |  | 32 | Phase Measurements | ACLR-Test | 26.7833 | 112 | TRUE | Parent Group F
test_plan (2) |  | 31 | Phase Measurements | PNA-X | 21.7 | 112 | TRUE | Parent Group F
test_plan (2) |  | 5 | Functional Tests | X-Mod | 3.05 |  | TRUE
test_plan (2) |  | 5 | Switching Speed | X-Mod | 133.75 |  | TRUE
test_plan (2) |  | 4 | Switching Speed | X-Mod | 31.9333 |  | TRUE
test_plan (2) |  | 3 | Switching Speed | X-Mod | 18.5167 |  | TRUE
test_plan (2) |  | 12 | Pulse Modulation | ACLR-Test | 11.3833 |  | TRUE
test_plan (2) |  | 11 | Pulse Modulation | ACLR-Test | 32.9333 |  | TRUE
test_plan (2) |  | 5 | Pulse Modulation | X-Mod | 65.0833 |  | TRUE
test_plan (2) |  | 4 | Pulse Modulation | X-Mod | 28.2 |  | TRUE
test_plan (2) |  | 3 | Pulse Modulation | X-Mod | 24.6167 |  | TRUE
test_plan (2) |  | 4 | Analog Modulation | ACLR-Test | 42.6167 |  | TRUE
test_plan (2) |  | 3 | Analog Modulation | ACLR-Test | 14.6833 |  | TRUE
test_plan (2) |  | 2 | Analog Modulation | ACLR-Test | 24.8167 |  | TRUE
test_plan (2) |  | 54 | Spectral | ACLR-Test | 140 |  | TRUE
test_plan (2) |  | 26 | Spectral | ACLR-Test | 49.55 |  | TRUE
test_plan (2) |  | 25 | Spectral | ACLR-Test | 50.25 |  | TRUE
test_plan (2) |  | 24 | Spectral | ACLR-Test | 343.1 |  | TRUE
test_plan (2) |  | 23 | Spectral | ACLR-Test | 20.05 |  | TRUE
test_plan (2) |  | 16 | Spectral | ACLR-Test | 40.2833 |  | TRUE
test_plan (2) |  | 15 | Spectral | ACLR-Test | 51.5833 |  | TRUE
test_plan (2) |  | 14 | Spectral | ACLR-Test | 347.75 |  | TRUE
test_plan (2) |  | 13 | Spectral | ACLR-Test | 104.9833 |  | TRUE
test_plan (2) |  | 6 | Spectral | ACLR-Test | 57.1 |  | TRUE
test_plan (2) |  | 5 | Spectral | ACLR-Test | 41.3 |  | TRUE
test_plan (2) |  | 4 | Spectral | ACLR-Test | 149.1667 |  | TRUE
test_plan (2) |  | 3 | Spectral | ACLR-Test | 38.1667 |  | TRUE
test_plan (2) |  | 8 | Acpr | ACLR-Test | 9.2833 |  | TRUE
test_plan (2) |  | 7 | Acpr | ACLR-Test | 111.7 |  | TRUE
test_plan (2) |  | 6 | Acpr | ACLR-Test | 40.6667 |  | TRUE
test_plan (2) |  | 4 | Acpr | ACLR-Test | 109.5667 |  | TRUE
test_plan (2) |  | 29 | Amplitude Accuracy | PNA-X | 3.2667 |  | TRUE
test_plan (2) |  | 21 | Amplitude Accuracy | PNA-X | 8.0667 |  | TRUE
test_plan (2) |  | 6 | MCS3 Reconfig | Postponement | 1.65 |  | TRUE
test_plan (2) |  | 2 | CustomerInit | Postponement | 8.1167 |  | TRUE
test_plan (2) |  | 3 | CustomerInit | Postponement | 1.4 |  | TRUE
test_plan (2) |  | 5 | Functional Tests | Postponement | 6.4333 |  | TRUE
test_plan (2) |  | 17 | Functional Tests | Postponement | 2.8167 |  | TRUE
test_plan (2) |  | 2 | FinalConfiguration | Postponement | 3.65 |  | TRUE
test_plan (2) |  | 34 | Functional Tests | Postponement | 0.2 |  | TRUE
test_plan (2) |  | 2 | Hi Pot | Hi Pot | 0 |  | TRUE
test_plan (2) |  | 2 | Hi Pot | Hi Pot | 0.66667 |  | TRUE
test_plan (2) |  | 2 | Download | Align-X | 0 |  | TRUE
test_plan (2) |  | 2 | Initialization | Align-X | 0 |  | TRUE
test_plan (2) |  | 3 | Initialization | Align-X | 0 |  | TRUE
test_plan (2) |  | 4 | Download | Align-X | 16.6 |  | TRUE
test_plan (2) |  | 3 | Functional Tests | Align-X | 22.8 |  | TRUE
test_plan (2) |  | 2 | Functional Tests | Align-X | 50.0333 |  | TRUE
test_plan (2) |  | 4 | Functional Tests | Align-X | 81.3333 |  | TRUE
test_plan (2) |  | 9 | Functional Tests | Align-X | 2.8167 |  | TRUE
test_plan (2) |  | 15 | Functional Tests | Align-X | 13.2833 |  | TRUE
test_plan (2) |  | 30 | Functional Tests | Align-X | 0 |  | TRUE
test_plan (2) |  | 31 | Functional Tests | Align-X | 0 |  | TRUE
test_plan (2) |  | 4 | Adjustments | PNA-X | 250.6667 |  | TRUE
test_plan (2) |  | 5 | Adjustments | PNA-X | 154 |  | TRUE
test_plan (2) |  | 6 | Adjustments | PNA-X | 661.1833 |  | TRUE
test_plan (2) |  | 112 | Phase Measurements | PNA-X | 109.35 |  | TRUE | Parent Group F
test_plan (2) |  | 212 | Phase Measurements | PNA-X | 97.7333 |  | TRUE | Parent Group G
test_plan (2) |  | 312 | Phase Measurements | PNA-X | 77.1667 |  | TRUE | Parent Group H
test_plan (2) |  | 13 | Adjustments | ACLR-Test | 269.25 |  | TRUE
test_plan (2) |  | 14 | Amplitude Accuracy | PNA-X | 10.7667 |  | TRUE
test_plan (2) |  | 13 | Amplitude Accuracy | PNA-X | 5.8167 |  | TRUE
test_plan (2) |  | 12 | Amplitude Accuracy | PNA-X | 3.9667 |  | TRUE
test_plan (2) |  | 2 | LoadingGateTest | YS Loading Gate | 2.2 |  | TRUE
test_plan (2) |  | 81 |  |  | 0 |  | TRUE
test_plan (2) |  | 5 | Functional Tests | PNA-X | 3.45 |  | TRUE
test_plan (2) |  | 4 | Amplitude Accuracy | PNA-X | 36.35 |  | TRUE | Parent Group I
test_plan (2) |  | 34 | Amplitude Accuracy | PNA-X | 9.95 | 4 | TRUE | Parent Group I
test_plan (2) |  | 44 | Amplitude Accuracy | PNA-X | 118.9667 | 4 | TRUE | Parent Group I
test_plan (2) |  | 64 | Amplitude Accuracy | PNA-X | 5.6833 | 4 | TRUE | Parent Group I
test_plan (2) |  | 74 | Amplitude Accuracy | PNA-X | 152.15 | 4 | TRUE | Parent Group I
test_plan (2) |  | 3 | Amplitude Accuracy | PNA-X | 23.3167 |  | TRUE | Parent Group J
test_plan (2) |  | 33 | Amplitude Accuracy | PNA-X | 5.3 | 3 | TRUE | Parent Group J
test_plan (2) |  | 43 | Amplitude Accuracy | PNA-X | 42.8 | 3 | TRUE | Parent Group J
test_plan (2) |  | 63 | Amplitude Accuracy | PNA-X | 5.8333 | 3 | TRUE | Parent Group J
test_plan (2) |  | 73 | Amplitude Accuracy | PNA-X | 46.7667 | 3 | TRUE | Parent Group J
test_plan (2) |  | 83 | Amplitude Accuracy | PNA-X | 9.7167 | 3 | TRUE | Parent Group J
test_plan (2) |  | 2 | Amplitude Accuracy | PNA-X | 25.5667 |  | TRUE | Parent Group K
test_plan (2) |  | 22 | Amplitude Accuracy | PNA-X | 177.9833 |  | TRUE
test_plan (2) |  | 32 | Amplitude Accuracy | PNA-X | 4.7167 | 2 | TRUE | Parent Group K
test_plan (2) |  | 42 | Amplitude Accuracy | PNA-X | 35.55 | 2 | TRUE | Parent Group K
test_plan (2) |  | 62 | Amplitude Accuracy | PNA-X | 55.15 | 2 | TRUE | Parent Group K
test_plan (2) |  | 72 | Amplitude Accuracy | PNA-X | 176.5167 | 2 | TRUE | Parent Group K
test_plan (2) |  | 82 | Amplitude Accuracy | PNA-X | 10.8167 |  | TRUE
test_plan (2) |  | 9 | Amplitude Accuracy | ACLR-Test | 23.4333 | 4 | TRUE | Parent Group I
test_plan (2) |  | 8 | Amplitude Accuracy | ACLR-Test | 89.7 | 4 | TRUE | Parent Group I
test_plan (2) |  | 54 | Amplitude Accuracy | ACLR-Test | 88.9167 |  | TRUE
test_plan (2) |  | 7 | Amplitude Accuracy | ACLR-Test | 135.1833 | 3 | TRUE | Parent Group J
test_plan (2) |  | 53 | Amplitude Accuracy | ACLR-Test | 56.0167 |  | TRUE
test_plan (2) |  | 87 | Amplitude Accuracy | ACLR-Test | 26.3 | 3 | TRUE | Parent Group J
test_plan (2) |  | 6 | Amplitude Accuracy | ACLR-Test | 61.6667 | 2 | TRUE | Parent Group K
test_plan (2) |  | 52 | Amplitude Accuracy | ACLR-Test | 33.9667 |  | TRUE
test_plan (2) |  | 86 | Amplitude Accuracy | ACLR-Test | 36.45 | 2 | TRUE | Parent Group K
test_plan (2) |  | 9 | PhaseNoise | Peanuts Phase Noise | 36.7167 |  | TRUE | Parent Group V
test_plan (2) |  | 4 | PhaseNoise | Peanuts Phase Noise | 18.15 |  | TRUE
test_plan (2) |  | 3 | PhaseNoise | Peanuts Phase Noise | 13.2333 |  | TRUE
test_plan (2) |  | 2 | PhaseNoise | Peanuts Phase Noise | 29.6167 |  | TRUE
test_plan (2) |  | 44 | PhaseNoise | Peanuts Phase Noise | 20.25 | 9 | TRUE | Parent Group V
test_plan (2) |  | 43 | PhaseNoise | Peanuts Phase Noise | 15.5333 | 9 | TRUE | Parent Group V
test_plan (2) |  | 42 | PhaseNoise | Peanuts Phase Noise | 31.5833 | 9 | TRUE | Parent Group V
test_plan (2) |  | 8 | Channel Flatness | ACLR-Test | 1.1333 |  | TRUE
test_plan (2) |  | 7 | Channel Flatness | ACLR-Test | 5.1333 |  | TRUE
test_plan (2) |  | 6 | Channel Flatness | ACLR-Test | 4.8333 |  | TRUE
test_plan (2) |  | 3 | Channel Flatness | ACLR-Test | 2.1167 |  | TRUE
test_plan (2) |  | 5 | Functional Tests | ACLR-Test | 3.0833 |  | TRUE
test_plan (2) |  | 36 | Phase Measurements | ACLR-Test | 18.2833 | 312 | TRUE | Parent Group H
test_plan (2) |  | 35 | Phase Measurements | PNA-X | 32.9833 | 312 | TRUE | Parent Group H
test_plan (2) |  | 34 | Phase Measurements | ACLR-Test | 9.5667 | 212 | TRUE | Parent Group G
test_plan (2) |  | 33 | Phase Measurements | PNA-X | 26.0833 | 212 | TRUE | Parent Group G
test_plan (2) |  | 32 | Phase Measurements | ACLR-Test | 26.7833 | 112 | TRUE | Parent Group F
test_plan (2) |  | 31 | Phase Measurements | PNA-X | 21.7 | 112 | TRUE | Parent Group F
test_plan (2) |  | 5 | Functional Tests | X-Mod | 3.05 |  | TRUE
test_plan (2) |  | 5 | Switching Speed | X-Mod | 133.75 |  | TRUE
test_plan (2) |  | 4 | Switching Speed | X-Mod | 31.9333 |  | TRUE
test_plan (2) |  | 3 | Switching Speed | X-Mod | 18.5167 |  | TRUE
test_plan (2) |  | 12 | Pulse Modulation | ACLR-Test | 11.3833 |  | TRUE
test_plan (2) |  | 11 | Pulse Modulation | ACLR-Test | 32.9333 |  | TRUE
test_plan (2) |  | 5 | Pulse Modulation | X-Mod | 65.0833 |  | TRUE
test_plan (2) |  | 4 | Pulse Modulation | X-Mod | 28.2 |  | TRUE
test_plan (2) |  | 3 | Pulse Modulation | X-Mod | 24.6167 |  | TRUE
test_plan (2) |  | 4 | Analog Modulation | ACLR-Test | 42.6167 |  | TRUE
test_plan (2) |  | 3 | Analog Modulation | ACLR-Test | 14.6833 |  | TRUE
test_plan (2) |  | 2 | Analog Modulation | ACLR-Test | 24.8167 |  | TRUE
test_plan (2) |  | 54 | Spectral | ACLR-Test | 140 |  | TRUE
test_plan (2) |  | 26 | Spectral | ACLR-Test | 49.55 |  | TRUE
test_plan (2) |  | 25 | Spectral | ACLR-Test | 50.25 |  | TRUE
test_plan (2) |  | 24 | Spectral | ACLR-Test | 343.1 |  | TRUE
test_plan (2) |  | 23 | Spectral | ACLR-Test | 20.05 |  | TRUE
test_plan (2) |  | 16 | Spectral | ACLR-Test | 40.2833 |  | TRUE
test_plan (2) |  | 15 | Spectral | ACLR-Test | 51.5833 |  | TRUE
test_plan (2) |  | 14 | Spectral | ACLR-Test | 347.75 |  | TRUE
test_plan (2) |  | 13 | Spectral | ACLR-Test | 104.9833 |  | TRUE
test_plan (2) |  | 6 | Spectral | ACLR-Test | 57.1 |  | TRUE
test_plan (2) |  | 5 | Spectral | ACLR-Test | 41.3 |  | TRUE
test_plan (2) |  | 4 | Spectral | ACLR-Test | 149.1667 |  | TRUE
test_plan (2) |  | 3 | Spectral | ACLR-Test | 38.1667 |  | TRUE
test_plan (2) |  | 8 | Acpr | ACLR-Test | 9.2833 |  | TRUE
test_plan (2) |  | 7 | Acpr | ACLR-Test | 111.7 |  | TRUE
test_plan (2) |  | 6 | Acpr | ACLR-Test | 40.6667 |  | TRUE
test_plan (2) |  | 4 | Acpr | ACLR-Test | 109.5667 |  | TRUE
test_plan (2) |  | 29 | Amplitude Accuracy | PNA-X | 3.2667 |  | TRUE
test_plan (2) |  | 21 | Amplitude Accuracy | PNA-X | 8.0667 |  | TRUE
test_plan (2) |  | 6 | MCS3 Reconfig | Postponement | 1.65 |  | TRUE
test_plan (2) |  | 2 | CustomerInit | Postponement | 8.1167 |  | TRUE
test_plan (2) |  | 3 | CustomerInit | Postponement | 1.4 |  | TRUE
test_plan (2) |  | 5 | Functional Tests | Postponement | 6.4333 |  | TRUE
test_plan (2) |  | 17 | Functional Tests | Postponement | 2.8167 |  | TRUE
test_plan (2) |  | 2 | FinalConfiguration | Postponement | 3.65 |  | TRUE
test_plan (2) |  | 34 | Functional Tests | Postponement | 0.2 |  | TRUE
test_plan (2) |  | 2 | Hi Pot | Hi Pot | 0 |  | TRUE
test_plan (2) |  | 2 | Hi Pot | Hi Pot | 0.66667 |  | TRUE
test_plan (2) |  | 2 | Download | Align-X | 0 |  | TRUE
test_plan (2) |  | 2 | Initialization | Align-X | 0 |  | TRUE
test_plan (2) |  | 3 | Initialization | Align-X | 0 |  | TRUE
test_plan (2) |  | 4 | Download | Align-X | 16.6 |  | TRUE
test_plan (2) |  | 3 | Functional Tests | Align-X | 22.8 |  | TRUE
test_plan (2) |  | 2 | Functional Tests | Align-X | 50.0333 |  | TRUE
test_plan (2) |  | 4 | Functional Tests | Align-X | 81.3333 |  | TRUE
test_plan (2) |  | 9 | Functional Tests | Align-X | 2.8167 |  | TRUE
test_plan (2) |  | 15 | Functional Tests | Align-X | 13.2833 |  | TRUE
test_plan (2) |  | 30 | Functional Tests | Align-X | 0 |  | TRUE
test_plan (2) |  | 31 | Functional Tests | Align-X | 0 |  | TRUE
test_plan (2) |  | 4 | Adjustments | PNA-X | 250.6667 |  | TRUE
test_plan (2) |  | 5 | Adjustments | PNA-X | 154 |  | TRUE
test_plan (2) |  | 6 | Adjustments | PNA-X | 661.1833 |  | TRUE
test_plan (2) |  | 112 | Phase Measurements | PNA-X | 109.35 |  | TRUE | Parent Group F
test_plan (2) |  | 212 | Phase Measurements | PNA-X | 97.7333 |  | TRUE | Parent Group G
test_plan (2) |  | 312 | Phase Measurements | PNA-X | 77.1667 |  | TRUE | Parent Group H
test_plan (2) |  | 13 | Adjustments | ACLR-Test | 269.25 |  | TRUE
test_plan (2) |  | 14 | Amplitude Accuracy | PNA-X | 10.7667 |  | TRUE
test_plan (2) |  | 13 | Amplitude Accuracy | PNA-X | 5.8167 |  | TRUE
test_plan (2) |  | 12 | Amplitude Accuracy | PNA-X | 3.9667 |  | TRUE
test_plan (2) |  | 2 | LoadingGateTest | YS Loading Gate | 2.2 |  | TRUE
test_plan (2) |  | 81 |  |  | 0 |  | TRUE
test_plan (2) |  | 5 | Functional Tests | PNA-X | 3.45 |  | TRUE
test_plan (2) |  | 4 | Amplitude Accuracy | PNA-X | 36.35 |  | TRUE | Parent Group I
test_plan (2) |  | 34 | Amplitude Accuracy | PNA-X | 9.95 | 4 | TRUE | Parent Group I
test_plan (2) |  | 44 | Amplitude Accuracy | PNA-X | 118.9667 | 4 | TRUE | Parent Group I
test_plan (2) |  | 64 | Amplitude Accuracy | PNA-X | 5.6833 | 4 | TRUE | Parent Group I
test_plan (2) |  | 74 | Amplitude Accuracy | PNA-X | 152.15 | 4 | TRUE | Parent Group I
test_plan (2) |  | 3 | Amplitude Accuracy | PNA-X | 23.3167 |  | TRUE | Parent Group J
test_plan (2) |  | 33 | Amplitude Accuracy | PNA-X | 5.3 | 3 | TRUE | Parent Group J
test_plan (2) |  | 43 | Amplitude Accuracy | PNA-X | 42.8 | 3 | TRUE | Parent Group J
test_plan (2) |  | 63 | Amplitude Accuracy | PNA-X | 5.8333 | 3 | TRUE | Parent Group J
test_plan (2) |  | 73 | Amplitude Accuracy | PNA-X | 46.7667 | 3 | TRUE | Parent Group J
test_plan (2) |  | 83 | Amplitude Accuracy | PNA-X | 9.7167 | 3 | TRUE | Parent Group J
test_plan (2) |  | 2 | Amplitude Accuracy | PNA-X | 25.5667 |  | TRUE | Parent Group K
test_plan (2) |  | 22 | Amplitude Accuracy | PNA-X | 177.9833 |  | TRUE
test_plan (2) |  | 32 | Amplitude Accuracy | PNA-X | 4.7167 | 2 | TRUE | Parent Group K
test_plan (2) |  | 42 | Amplitude Accuracy | PNA-X | 35.55 | 2 | TRUE | Parent Group K
test_plan (2) |  | 62 | Amplitude Accuracy | PNA-X | 55.15 | 2 | TRUE | Parent Group K
test_plan (2) |  | 72 | Amplitude Accuracy | PNA-X | 176.5167 | 2 | TRUE | Parent Group K
test_plan (2) |  | 82 | Amplitude Accuracy | PNA-X | 10.8167 |  | TRUE
test_plan (2) |  | 9 | Amplitude Accuracy | ACLR-Test | 23.4333 | 4 | TRUE | Parent Group I
test_plan (2) |  | 8 | Amplitude Accuracy | ACLR-Test | 89.7 | 4 | TRUE | Parent Group I
test_plan (2) |  | 54 | Amplitude Accuracy | ACLR-Test | 88.9167 |  | TRUE
test_plan (2) |  | 7 | Amplitude Accuracy | ACLR-Test | 135.1833 | 3 | TRUE | Parent Group J
test_plan (2) |  | 53 | Amplitude Accuracy | ACLR-Test | 56.0167 |  | TRUE
test_plan (2) |  | 87 | Amplitude Accuracy | ACLR-Test | 26.3 | 3 | TRUE | Parent Group J
test_plan (2) |  | 6 | Amplitude Accuracy | ACLR-Test | 61.6667 | 2 | TRUE | Parent Group K
test_plan (2) |  | 52 | Amplitude Accuracy | ACLR-Test | 33.9667 |  | TRUE
test_plan (2) |  | 86 | Amplitude Accuracy | ACLR-Test | 36.45 | 2 | TRUE | Parent Group K
test_plan (2) |  | 9 | PhaseNoise | Peanuts Phase Noise | 36.7167 |  | TRUE | Parent Group V
test_plan (2) |  | 4 | PhaseNoise | Peanuts Phase Noise | 18.15 |  | TRUE
test_plan (2) |  | 3 | PhaseNoise | Peanuts Phase Noise | 13.2333 |  | TRUE
test_plan (2) |  | 2 | PhaseNoise | Peanuts Phase Noise | 29.6167 |  | TRUE
test_plan (2) |  | 44 | PhaseNoise | Peanuts Phase Noise | 20.25 | 9 | TRUE | Parent Group V
test_plan (2) |  | 43 | PhaseNoise | Peanuts Phase Noise | 15.5333 | 9 | TRUE | Parent Group V
test_plan (2) |  | 42 | PhaseNoise | Peanuts Phase Noise | 31.5833 | 9 | TRUE | Parent Group V
test_plan (2) |  | 8 | Channel Flatness | ACLR-Test | 1.1333 |  | TRUE
test_plan (2) |  | 7 | Channel Flatness | ACLR-Test | 5.1333 |  | TRUE
test_plan (2) |  | 6 | Channel Flatness | ACLR-Test | 4.8333 |  | TRUE
test_plan (2) |  | 3 | Channel Flatness | ACLR-Test | 2.1167 |  | TRUE
test_plan (2) |  | 5 | Functional Tests | ACLR-Test | 3.0833 |  | TRUE
test_plan (2) |  | 36 | Phase Measurements | ACLR-Test | 18.2833 | 312 | TRUE | Parent Group H
test_plan (2) |  | 35 | Phase Measurements | PNA-X | 32.9833 | 312 | TRUE | Parent Group H
test_plan (2) |  | 34 | Phase Measurements | ACLR-Test | 9.5667 | 212 | TRUE | Parent Group G
test_plan (2) |  | 33 | Phase Measurements | PNA-X | 26.0833 | 212 | TRUE | Parent Group G
test_plan (2) |  | 32 | Phase Measurements | ACLR-Test | 26.7833 | 112 | TRUE | Parent Group F
test_plan (2) |  | 31 | Phase Measurements | PNA-X | 21.7 | 112 | TRUE | Parent Group F
test_plan (2) |  | 5 | Functional Tests | X-Mod | 3.05 |  | TRUE
test_plan (2) |  | 5 | Switching Speed | X-Mod | 133.75 |  | TRUE
test_plan (2) |  | 4 | Switching Speed | X-Mod | 31.9333 |  | TRUE
test_plan (2) |  | 3 | Switching Speed | X-Mod | 18.5167 |  | TRUE
test_plan (2) |  | 12 | Pulse Modulation | ACLR-Test | 11.3833 |  | TRUE
test_plan (2) |  | 11 | Pulse Modulation | ACLR-Test | 32.9333 |  | TRUE
test_plan (2) |  | 5 | Pulse Modulation | X-Mod | 65.0833 |  | TRUE
test_plan (2) |  | 4 | Pulse Modulation | X-Mod | 28.2 |  | TRUE
test_plan (2) |  | 3 | Pulse Modulation | X-Mod | 24.6167 |  | TRUE
test_plan (2) |  | 4 | Analog Modulation | ACLR-Test | 42.6167 |  | TRUE
test_plan (2) |  | 3 | Analog Modulation | ACLR-Test | 14.6833 |  | TRUE
test_plan (2) |  | 2 | Analog Modulation | ACLR-Test | 24.8167 |  | TRUE
test_plan (2) |  | 54 | Spectral | ACLR-Test | 140 |  | TRUE
test_plan (2) |  | 26 | Spectral | ACLR-Test | 49.55 |  | TRUE
test_plan (2) |  | 25 | Spectral | ACLR-Test | 50.25 |  | TRUE
test_plan (2) |  | 24 | Spectral | ACLR-Test | 343.1 |  | TRUE
test_plan (2) |  | 23 | Spectral | ACLR-Test | 20.05 |  | TRUE
test_plan (2) |  | 16 | Spectral | ACLR-Test | 40.2833 |  | TRUE
test_plan (2) |  | 15 | Spectral | ACLR-Test | 51.5833 |  | TRUE
test_plan (2) |  | 14 | Spectral | ACLR-Test | 347.75 |  | TRUE
test_plan (2) |  | 13 | Spectral | ACLR-Test | 104.9833 |  | TRUE
test_plan (2) |  | 6 | Spectral | ACLR-Test | 57.1 |  | TRUE
test_plan (2) |  | 5 | Spectral | ACLR-Test | 41.3 |  | TRUE
test_plan (2) |  | 4 | Spectral | ACLR-Test | 149.1667 |  | TRUE
test_plan (2) |  | 3 | Spectral | ACLR-Test | 38.1667 |  | TRUE
test_plan (2) |  | 8 | Acpr | ACLR-Test | 9.2833 |  | TRUE
test_plan (2) |  | 7 | Acpr | ACLR-Test | 111.7 |  | TRUE
test_plan (2) |  | 6 | Acpr | ACLR-Test | 40.6667 |  | TRUE
test_plan (2) |  | 4 | Acpr | ACLR-Test | 109.5667 |  | TRUE
test_plan (2) |  | 29 | Amplitude Accuracy | PNA-X | 3.2667 |  | TRUE
test_plan (2) |  | 21 | Amplitude Accuracy | PNA-X | 8.0667 |  | TRUE
test_plan (2) |  | 6 | MCS3 Reconfig | Postponement | 1.65 |  | TRUE
test_plan (2) |  | 2 | CustomerInit | Postponement | 8.1167 |  | TRUE
test_plan (2) |  | 3 | CustomerInit | Postponement | 1.4 |  | TRUE
test_plan (2) |  | 5 | Functional Tests | Postponement | 6.4333 |  | TRUE
test_plan (2) |  | 17 | Functional Tests | Postponement | 2.8167 |  | TRUE
test_plan (2) |  | 2 | FinalConfiguration | Postponement | 3.65 |  | TRUE
test_plan (2) |  | 34 | Functional Tests | Postponement | 0.2 |  | TRUE
test_plan (2) |  | 2 | Hi Pot | Hi Pot | 0 |  | TRUE
Racer 8GHz |  | 10 | Front Panel SelfTest G2.4 | Align-X | 10.75 |  | TRUE
Racer 8GHz |  | 81 | Download G2.4 | Align-X | 5.6333 |  | TRUE
Racer 8GHz |  | 91 | Download G2.4 | Align-X | 2.0333 |  | TRUE
Racer 8GHz |  | 2 | Initialization | Align-X | 1.8167 |  | TRUE
Racer 8GHz |  | 3 | Initialization | Align-X | 0.13333 |  | TRUE
Racer 8GHz |  | 3 | Download | Align-X | 0.35 |  | TRUE
Racer 8GHz |  | 10 | Array Default G2.4 | Align-X | 3.3667 |  | TRUE
Racer 8GHz |  | 2 | Abus Adjustments G2.4 | Align-X | 0.96667 |  | TRUE
Racer 8GHz |  | 2 | Abus Adjustments G2.4 | Align-X | 3.1333 |  | TRUE
Racer 8GHz |  | 2 | SelfTest G2.4 | Align-X | 0.31667 |  | TRUE
Racer 8GHz |  | 3 | Reference Adjustments G2.4 | Align-X | 9.9333 |  | TRUE
Racer 8GHz |  | 3 | Functional Tests | Align-X | 85.1833 |  | TRUE
Racer 8GHz |  | 13 | Functional Tests | Align-X | 3733.85 |  | TRUE
Racer 8GHz |  | 15 | Functional Tests | Align-X | 2.15 |  | TRUE
Racer 8GHz |  | 40 | Adjustments G2.4 | Align-X | 139.6833 |  | TRUE
Racer 8GHz |  | 2 | Acpr | Align-X | 11.2833 |  | TRUE
Racer 8GHz |  | 5 | Source Adjustments G2.4 | PNA-X | 101.6 |  | TRUE
Racer 8GHz |  | 21 | Source Adjustments G2.4 | PNA-X | 1100.1667 |  | TRUE | Parent Group F
Racer 8GHz |  | 3 | Amplitude Accuracy | PNA-X | 11.0667 |  | TRUE
Racer 8GHz |  | 51 | Receiver Adjustments G2.4 | PNA-X | 254.8833 |  | TRUE
Racer 8GHz |  | 52 | Receiver Adjustments G2.4 | PNA-X | 299.1 |  | TRUE
Racer 8GHz |  | 53 | Receiver Adjustments G2.4 | PNA-X | 969.05 |  | TRUE
Racer 8GHz |  | 30 | Amplitude Accuracy | PNA-X | 39.0833 |  | TRUE
Racer 8GHz |  | 64 | Source Alignment | PNA-X | 0.41667 |  | TRUE
Racer 8GHz |  | 60 | System Alignments G2.4 | ACLR-Test | 5.0333 |  | TRUE
Racer 8GHz |  | 5 | Reference PhaseNoise | Peanuts Phase Noise | 12.65 |  | TRUE
Racer 8GHz |  | 1 | PhaseNoise Calibration | Peanuts Phase Noise | 12.1333 |  | TRUE
Racer 8GHz |  | 6 | Store Cal Arrays | Peanuts Phase Noise | 2.5167 |  | TRUE
Racer 8GHz |  | 28 | Loading Gate G2.4 | YS Loading Gate | 18.7667 |  | TRUE
Racer 8GHz |  | 87 |  |  | 0 |  | TRUE
Racer 8GHz |  | 4 | Amplitude Accuracy | PNA-X | 87.9667 |  | TRUE | Parent Group C
Racer 8GHz |  | 4 | Amplitude Accuracy G2.4 | PNA-X | 32.7167 |  | TRUE
Racer 8GHz |  | 8 | Amplitude Accuracy | PNA-X | 18.75 |  | TRUE
Racer 8GHz |  | 10 | Amplitude Accuracy | PNA-X | 15.6167 |  | TRUE
Racer 8GHz |  | 12 | Amplitude Accuracy | PNA-X | 180.1333 |  | TRUE
Racer 8GHz |  | 31 | Phase Measurements | PNA-X | 35.65 | 21 | TRUE | Parent Group F
Racer 8GHz |  | 32 | Phase Measurements | ACLR-Test | 32.1167 | 21 | TRUE | Parent Group F
Racer 8GHz |  | 8 | Amplitude Accuracy Using SA | ACLR-Test | 68.3833 | 4 | TRUE | Parent Group C
Racer 8GHz |  | 24 | Amplitude Accuracy G2.4 | ACLR-Test | 0 |  | TRUE
Racer 8GHz |  | 3 | Digital Modulation | ACLR-Test | 35.6 |  | TRUE
Racer 8GHz |  | 5 | Channel Flatness | ACLR-Test | 10.5833 |  | TRUE
Racer 8GHz |  | 6 | Channel Flatness | ACLR-Test | 59.9333 |  | TRUE
Racer 8GHz |  | 3 | Spectral | ACLR-Test | 14.9167 |  | TRUE
Racer 8GHz |  | 4 | Spectral | ACLR-Test | 6.3167 |  | TRUE
Racer 8GHz |  | 5 | Spectral | ACLR-Test | 8.6167 |  | TRUE
Racer 8GHz |  | 6 | Spectral | ACLR-Test | 14.3167 |  | TRUE
Racer 8GHz |  | 7 | Spectral | ACLR-Test | 3.6667 |  | TRUE
Racer 8GHz |  | 3 | Acpr | ACLR-Test | 154.9 |  | TRUE
Racer 8GHz |  | 2 | Pulse Modulation G2.4 | ACLR-Test | 15.15 |  | TRUE
Racer 8GHz |  | 13 | Pulse Modulation G2.4 | X-Mod | 41.5333 |  | TRUE
Racer 8GHz |  | 13 | Switching Speed | X-Mod | 119.9 |  | TRUE
Racer 8GHz |  | 4 | Analog Modulation G2.4 | X-Mod | 51.3833 |  | TRUE
Racer 8GHz |  | 5 | Analog Modulation G2.4 | X-Mod | 112.2 |  | TRUE
Racer 8GHz |  | 2 | Avionics G2.4 | X-Mod | 69.4167 |  | TRUE
Racer 8GHz |  | 2 | PhaseNoise | Peanuts Phase Noise | 36.8 |  | TRUE
Racer 8GHz |  | 3 | PhaseNoise Medium | Peanuts Phase Noise | 31.95 |  | TRUE
Racer 8GHz |  | 4 | PhaseNoise Standard | Peanuts Phase Noise | 32.1333 |  | TRUE
Racer 8GHz |  | 8 | Functional Tests | Align-X | 0 |  | TRUE
Racer 8GHz |  | 15 | Functional Tests G2.4 | Postponement | 0 |  | TRUE
Racer 8GHz |  | 21 | Reconfig G2.4 | Postponement | 0 |  | TRUE
Racer 8GHz |  | 31 | Reconfig G2.4 | Postponement | 0 |  | TRUE
Racer 8GHz |  | 5 | Reconfig G2.4 | Postponement | 0 |  | TRUE
Racer 8GHz |  | 6 | Reconfig G2.4 | Postponement | 0 |  | TRUE
Racer 8GHz |  | 2 | CustomerInit | Postponement | 0 |  | TRUE
Racer 8GHz |  | 3 | CustomerInit | Postponement | 0 |  | TRUE
Racer 8GHz |  | 5 | Functional Tests G2.4 | Postponement | 0 |  | TRUE
Racer 8GHz |  | 2 | FinalConfiguration | Postponement | 0 |  | TRUE
Racer 8GHz |  | 10 | Front Panel SelfTest G2.4 | Align-X | 10.75 |  | TRUE
Racer 8GHz |  | 81 | Download G2.4 | Align-X | 5.6333 |  | TRUE
Racer 8GHz |  | 91 | Download G2.4 | Align-X | 2.0333 |  | TRUE
Racer 8GHz |  | 2 | Initialization | Align-X | 1.8167 |  | TRUE
Racer 8GHz |  | 3 | Initialization | Align-X | 0.13333 |  | TRUE
Racer 8GHz |  | 3 | Download | Align-X | 0.35 |  | TRUE
Racer 8GHz |  | 10 | Array Default G2.4 | Align-X | 3.3667 |  | TRUE
Racer 8GHz |  | 2 | Abus Adjustments G2.4 | Align-X | 0.96667 |  | TRUE
Racer 8GHz |  | 2 | Abus Adjustments G2.4 | Align-X | 3.1333 |  | TRUE
Racer 8GHz |  | 2 | SelfTest G2.4 | Align-X | 0.31667 |  | TRUE
Racer 8GHz |  | 3 | Reference Adjustments G2.4 | Align-X | 9.9333 |  | TRUE
Racer 8GHz |  | 3 | Functional Tests | Align-X | 85.1833 |  | TRUE
Racer 8GHz |  | 13 | Functional Tests | Align-X | 3733.85 |  | TRUE
Racer 8GHz |  | 15 | Functional Tests | Align-X | 2.15 |  | TRUE
Racer 8GHz |  | 40 | Adjustments G2.4 | Align-X | 139.6833 |  | TRUE
Racer 8GHz |  | 2 | Acpr | Align-X | 11.2833 |  | TRUE
Racer 8GHz |  | 5 | Source Adjustments G2.4 | PNA-X | 101.6 |  | TRUE
Racer 8GHz |  | 21 | Source Adjustments G2.4 | PNA-X | 1100.1667 |  | TRUE | Parent Group F
Racer 8GHz |  | 3 | Amplitude Accuracy | PNA-X | 11.0667 |  | TRUE
Racer 8GHz |  | 51 | Receiver Adjustments G2.4 | PNA-X | 254.8833 |  | TRUE
Racer 8GHz |  | 52 | Receiver Adjustments G2.4 | PNA-X | 299.1 |  | TRUE
Racer 8GHz |  | 53 | Receiver Adjustments G2.4 | PNA-X | 969.05 |  | TRUE
Racer 8GHz |  | 30 | Amplitude Accuracy | PNA-X | 39.0833 |  | TRUE
Racer 8GHz |  | 64 | Source Alignment | PNA-X | 0.41667 |  | TRUE
Racer 8GHz |  | 60 | System Alignments G2.4 | ACLR-Test | 5.0333 |  | TRUE
Racer 8GHz |  | 5 | Reference PhaseNoise | Peanuts Phase Noise | 12.65 |  | TRUE
Racer 8GHz |  | 1 | PhaseNoise Calibration | Peanuts Phase Noise | 12.1333 |  | TRUE
Racer 8GHz |  | 6 | Store Cal Arrays | Peanuts Phase Noise | 2.5167 |  | TRUE
Racer 8GHz |  | 28 | Loading Gate G2.4 | YS Loading Gate | 18.7667 |  | TRUE
Racer 8GHz |  | 87 |  |  | 0 |  | TRUE
Racer 8GHz |  | 4 | Amplitude Accuracy | PNA-X | 87.9667 |  | TRUE | Parent Group C
Racer 8GHz |  | 4 | Amplitude Accuracy G2.4 | PNA-X | 32.7167 |  | TRUE
Racer 8GHz |  | 8 | Amplitude Accuracy | PNA-X | 18.75 |  | TRUE
Racer 8GHz |  | 10 | Amplitude Accuracy | PNA-X | 15.6167 |  | TRUE
Racer 8GHz |  | 12 | Amplitude Accuracy | PNA-X | 180.1333 |  | TRUE
Racer 8GHz |  | 31 | Phase Measurements | PNA-X | 35.65 | 21 | TRUE | Parent Group F
Racer 8GHz |  | 32 | Phase Measurements | ACLR-Test | 32.1167 | 21 | TRUE | Parent Group F
Racer 8GHz |  | 8 | Amplitude Accuracy Using SA | ACLR-Test | 68.3833 | 4 | TRUE | Parent Group C
Racer 8GHz |  | 24 | Amplitude Accuracy G2.4 | ACLR-Test | 0 |  | TRUE
Racer 8GHz |  | 3 | Digital Modulation | ACLR-Test | 35.6 |  | TRUE
Racer 8GHz |  | 5 | Channel Flatness | ACLR-Test | 10.5833 |  | TRUE
Racer 8GHz |  | 6 | Channel Flatness | ACLR-Test | 59.9333 |  | TRUE
Racer 8GHz |  | 3 | Spectral | ACLR-Test | 14.9167 |  | TRUE
Racer 8GHz |  | 4 | Spectral | ACLR-Test | 6.3167 |  | TRUE
Racer 8GHz |  | 5 | Spectral | ACLR-Test | 8.6167 |  | TRUE
Racer 8GHz |  | 6 | Spectral | ACLR-Test | 14.3167 |  | TRUE
Racer 8GHz |  | 7 | Spectral | ACLR-Test | 3.6667 |  | TRUE
Racer 8GHz |  | 3 | Acpr | ACLR-Test | 154.9 |  | TRUE
Racer 8GHz |  | 2 | Pulse Modulation G2.4 | ACLR-Test | 15.15 |  | TRUE
Racer 8GHz |  | 13 | Pulse Modulation G2.4 | X-Mod | 41.5333 |  | TRUE
Racer 8GHz |  | 13 | Switching Speed | X-Mod | 119.9 |  | TRUE
Racer 8GHz |  | 4 | Analog Modulation G2.4 | X-Mod | 51.3833 |  | TRUE
Racer 8GHz |  | 5 | Analog Modulation G2.4 | X-Mod | 112.2 |  | TRUE
Racer 8GHz |  | 2 | Avionics G2.4 | X-Mod | 69.4167 |  | TRUE
Racer 8GHz |  | 2 | PhaseNoise | Peanuts Phase Noise | 36.8 |  | TRUE
Racer 8GHz |  | 3 | PhaseNoise Medium | Peanuts Phase Noise | 31.95 |  | TRUE
Racer 8GHz |  | 4 | PhaseNoise Standard | Peanuts Phase Noise | 32.1333 |  | TRUE
Racer 8GHz |  | 8 | Functional Tests | Align-X | 0 |  | TRUE
Racer 8GHz |  | 15 | Functional Tests G2.4 | Postponement | 0 |  | TRUE
Racer 8GHz |  | 21 | Reconfig G2.4 | Postponement | 0 |  | TRUE
Racer 8GHz |  | 31 | Reconfig G2.4 | Postponement | 0 |  | TRUE
Racer 8GHz |  | 5 | Reconfig G2.4 | Postponement | 0 |  | TRUE
Racer 8GHz |  | 6 | Reconfig G2.4 | Postponement | 0 |  | TRUE
Racer 8GHz |  | 2 | CustomerInit | Postponement | 0 |  | TRUE
Racer 8GHz |  | 3 | CustomerInit | Postponement | 0 |  | TRUE
Racer 8GHz |  | 5 | Functional Tests G2.4 | Postponement | 0 |  | TRUE
Racer 8GHz |  | 2 | FinalConfiguration | Postponement | 0 |  | TRUE
test_plan (2) |  | 2 | Hi Pot | Hi Pot | 0.66667 |  | TRUE
test_plan (2) |  | 2 | Download | Align-X | 0 |  | TRUE
test_plan (2) |  | 2 | Initialization | Align-X | 0 |  | TRUE
test_plan (2) |  | 3 | Initialization | Align-X | 0 |  | TRUE
test_plan (2) |  | 4 | Download | Align-X | 16.6 |  | TRUE
test_plan (2) |  | 3 | Functional Tests | Align-X | 22.8 |  | TRUE
test_plan (2) |  | 2 | Functional Tests | Align-X | 50.0333 |  | TRUE
test_plan (2) |  | 4 | Functional Tests | Align-X | 81.3333 |  | TRUE
test_plan (2) |  | 9 | Functional Tests | Align-X | 2.8167 |  | TRUE
test_plan (2) |  | 15 | Functional Tests | Align-X | 13.2833 |  | TRUE
test_plan (2) |  | 30 | Functional Tests | Align-X | 0 |  | TRUE
test_plan (2) |  | 31 | Functional Tests | Align-X | 0 |  | TRUE
test_plan (2) |  | 4 | Adjustments | PNA-X | 250.6667 |  | TRUE
test_plan (2) |  | 5 | Adjustments | PNA-X | 154 |  | TRUE
test_plan (2) |  | 6 | Adjustments | PNA-X | 661.1833 |  | TRUE
test_plan (2) |  | 112 | Phase Measurements | PNA-X | 109.35 |  | TRUE | Parent Group F
test_plan (2) |  | 212 | Phase Measurements | PNA-X | 97.7333 |  | TRUE | Parent Group G
test_plan (2) |  | 312 | Phase Measurements | PNA-X | 77.1667 |  | TRUE | Parent Group H
test_plan (2) |  | 13 | Adjustments | ACLR-Test | 269.25 |  | TRUE
test_plan (2) |  | 14 | Amplitude Accuracy | PNA-X | 10.7667 |  | TRUE
test_plan (2) |  | 13 | Amplitude Accuracy | PNA-X | 5.8167 |  | TRUE
test_plan (2) |  | 12 | Amplitude Accuracy | PNA-X | 3.9667 |  | TRUE
test_plan (2) |  | 2 | LoadingGateTest | YS Loading Gate | 2.2 |  | TRUE
test_plan (2) |  | 81 |  |  | 0 |  | TRUE
test_plan (2) |  | 5 | Functional Tests | PNA-X | 3.45 |  | TRUE
test_plan (2) |  | 4 | Amplitude Accuracy | PNA-X | 36.35 |  | TRUE | Parent Group I
test_plan (2) |  | 34 | Amplitude Accuracy | PNA-X | 9.95 | 4 | TRUE | Parent Group I
test_plan (2) |  | 44 | Amplitude Accuracy | PNA-X | 118.9667 | 4 | TRUE | Parent Group I
test_plan (2) |  | 64 | Amplitude Accuracy | PNA-X | 5.6833 | 4 | TRUE | Parent Group I
test_plan (2) |  | 74 | Amplitude Accuracy | PNA-X | 152.15 | 4 | TRUE | Parent Group I
test_plan (2) |  | 3 | Amplitude Accuracy | PNA-X | 23.3167 |  | TRUE | Parent Group J
test_plan (2) |  | 33 | Amplitude Accuracy | PNA-X | 5.3 | 3 | TRUE | Parent Group J
test_plan (2) |  | 43 | Amplitude Accuracy | PNA-X | 42.8 | 3 | TRUE | Parent Group J
test_plan (2) |  | 63 | Amplitude Accuracy | PNA-X | 5.8333 | 3 | TRUE | Parent Group J
test_plan (2) |  | 73 | Amplitude Accuracy | PNA-X | 46.7667 | 3 | TRUE | Parent Group J
test_plan (2) |  | 83 | Amplitude Accuracy | PNA-X | 9.7167 | 3 | TRUE | Parent Group J
test_plan (2) |  | 2 | Amplitude Accuracy | PNA-X | 25.5667 |  | TRUE | Parent Group K
test_plan (2) |  | 22 | Amplitude Accuracy | PNA-X | 177.9833 |  | TRUE
test_plan (2) |  | 32 | Amplitude Accuracy | PNA-X | 4.7167 | 2 | TRUE | Parent Group K
test_plan (2) |  | 42 | Amplitude Accuracy | PNA-X | 35.55 | 2 | TRUE | Parent Group K
test_plan (2) |  | 62 | Amplitude Accuracy | PNA-X | 55.15 | 2 | TRUE | Parent Group K
test_plan (2) |  | 72 | Amplitude Accuracy | PNA-X | 176.5167 | 2 | TRUE | Parent Group K
test_plan (2) |  | 82 | Amplitude Accuracy | PNA-X | 10.8167 |  | TRUE
test_plan (2) |  | 9 | Amplitude Accuracy | ACLR-Test | 23.4333 | 4 | TRUE | Parent Group I
test_plan (2) |  | 8 | Amplitude Accuracy | ACLR-Test | 89.7 | 4 | TRUE | Parent Group I
test_plan (2) |  | 54 | Amplitude Accuracy | ACLR-Test | 88.9167 |  | TRUE
test_plan (2) |  | 7 | Amplitude Accuracy | ACLR-Test | 135.1833 | 3 | TRUE | Parent Group J
test_plan (2) |  | 53 | Amplitude Accuracy | ACLR-Test | 56.0167 |  | TRUE
test_plan (2) |  | 87 | Amplitude Accuracy | ACLR-Test | 26.3 | 3 | TRUE | Parent Group J
test_plan (2) |  | 6 | Amplitude Accuracy | ACLR-Test | 61.6667 | 2 | TRUE | Parent Group K
test_plan (2) |  | 52 | Amplitude Accuracy | ACLR-Test | 33.9667 |  | TRUE
test_plan (2) |  | 86 | Amplitude Accuracy | ACLR-Test | 36.45 | 2 | TRUE | Parent Group K
test_plan (2) |  | 9 | PhaseNoise | Peanuts Phase Noise | 36.7167 |  | TRUE | Parent Group V
test_plan (2) |  | 4 | PhaseNoise | Peanuts Phase Noise | 18.15 |  | TRUE
test_plan (2) |  | 3 | PhaseNoise | Peanuts Phase Noise | 13.2333 |  | TRUE
test_plan (2) |  | 2 | PhaseNoise | Peanuts Phase Noise | 29.6167 |  | TRUE
test_plan (2) |  | 44 | PhaseNoise | Peanuts Phase Noise | 20.25 | 9 | TRUE | Parent Group V
test_plan (2) |  | 43 | PhaseNoise | Peanuts Phase Noise | 15.5333 | 9 | TRUE | Parent Group V
test_plan (2) |  | 42 | PhaseNoise | Peanuts Phase Noise | 31.5833 | 9 | TRUE | Parent Group V
test_plan (2) |  | 8 | Channel Flatness | ACLR-Test | 1.1333 |  | TRUE
test_plan (2) |  | 7 | Channel Flatness | ACLR-Test | 5.1333 |  | TRUE
test_plan (2) |  | 6 | Channel Flatness | ACLR-Test | 4.8333 |  | TRUE
test_plan (2) |  | 3 | Channel Flatness | ACLR-Test | 2.1167 |  | TRUE
test_plan (2) |  | 5 | Functional Tests | ACLR-Test | 3.0833 |  | TRUE
test_plan (2) |  | 36 | Phase Measurements | ACLR-Test | 18.2833 | 312 | TRUE | Parent Group H
test_plan (2) |  | 35 | Phase Measurements | PNA-X | 32.9833 | 312 | TRUE | Parent Group H
test_plan (2) |  | 34 | Phase Measurements | ACLR-Test | 9.5667 | 212 | TRUE | Parent Group G
test_plan (2) |  | 33 | Phase Measurements | PNA-X | 26.0833 | 212 | TRUE | Parent Group G
test_plan (2) |  | 32 | Phase Measurements | ACLR-Test | 26.7833 | 112 | TRUE | Parent Group F
test_plan (2) |  | 31 | Phase Measurements | PNA-X | 21.7 | 112 | TRUE | Parent Group F
test_plan (2) |  | 5 | Functional Tests | X-Mod | 3.05 |  | TRUE
test_plan (2) |  | 5 | Switching Speed | X-Mod | 133.75 |  | TRUE
test_plan (2) |  | 4 | Switching Speed | X-Mod | 31.9333 |  | TRUE
test_plan (2) |  | 3 | Switching Speed | X-Mod | 18.5167 |  | TRUE
test_plan (2) |  | 12 | Pulse Modulation | ACLR-Test | 11.3833 |  | TRUE
test_plan (2) |  | 11 | Pulse Modulation | ACLR-Test | 32.9333 |  | TRUE
test_plan (2) |  | 5 | Pulse Modulation | X-Mod | 65.0833 |  | TRUE
test_plan (2) |  | 4 | Pulse Modulation | X-Mod | 28.2 |  | TRUE
test_plan (2) |  | 3 | Pulse Modulation | X-Mod | 24.6167 |  | TRUE
test_plan (2) |  | 4 | Analog Modulation | ACLR-Test | 42.6167 |  | TRUE
test_plan (2) |  | 3 | Analog Modulation | ACLR-Test | 14.6833 |  | TRUE
test_plan (2) |  | 2 | Analog Modulation | ACLR-Test | 24.8167 |  | TRUE
test_plan (2) |  | 54 | Spectral | ACLR-Test | 140 |  | TRUE
test_plan (2) |  | 26 | Spectral | ACLR-Test | 49.55 |  | TRUE
test_plan (2) |  | 25 | Spectral | ACLR-Test | 50.25 |  | TRUE
test_plan (2) |  | 24 | Spectral | ACLR-Test | 343.1 |  | TRUE
test_plan (2) |  | 23 | Spectral | ACLR-Test | 20.05 |  | TRUE
test_plan (2) |  | 16 | Spectral | ACLR-Test | 40.2833 |  | TRUE
test_plan (2) |  | 15 | Spectral | ACLR-Test | 51.5833 |  | TRUE
test_plan (2) |  | 14 | Spectral | ACLR-Test | 347.75 |  | TRUE
test_plan (2) |  | 13 | Spectral | ACLR-Test | 104.9833 |  | TRUE
test_plan (2) |  | 6 | Spectral | ACLR-Test | 57.1 |  | TRUE
test_plan (2) |  | 5 | Spectral | ACLR-Test | 41.3 |  | TRUE
test_plan (2) |  | 4 | Spectral | ACLR-Test | 149.1667 |  | TRUE
test_plan (2) |  | 3 | Spectral | ACLR-Test | 38.1667 |  | TRUE
test_plan (2) |  | 8 | Acpr | ACLR-Test | 9.2833 |  | TRUE
test_plan (2) |  | 7 | Acpr | ACLR-Test | 111.7 |  | TRUE
test_plan (2) |  | 6 | Acpr | ACLR-Test | 40.6667 |  | TRUE
test_plan (2) |  | 4 | Acpr | ACLR-Test | 109.5667 |  | TRUE
test_plan (2) |  | 29 | Amplitude Accuracy | PNA-X | 3.2667 |  | TRUE
test_plan (2) |  | 21 | Amplitude Accuracy | PNA-X | 8.0667 |  | TRUE
test_plan (2) |  | 6 | MCS3 Reconfig | Postponement | 1.65 |  | TRUE
test_plan (2) |  | 2 | CustomerInit | Postponement | 8.1167 |  | TRUE
test_plan (2) |  | 3 | CustomerInit | Postponement | 1.4 |  | TRUE
test_plan (2) |  | 5 | Functional Tests | Postponement | 6.4333 |  | TRUE
test_plan (2) |  | 17 | Functional Tests | Postponement | 2.8167 |  | TRUE
test_plan (2) |  | 2 | FinalConfiguration | Postponement | 3.65 |  | TRUE
test_plan (2) |  | 34 | Functional Tests | Postponement | 0.2 |  | TRUE
test_plan (2) |  | 2 | Hi Pot | Hi Pot | 0 |  | TRUE
Stations |  | AUTO_1 |  | YS Loading Gate | 144 |  | TRUE
Stations |  | AUTO_2 |  | High Power Cal | 144 |  | TRUE
Stations |  | AUTO_3 |  | ACLR-Test | 144 |  | TRUE
Stations |  | AUTO_4 |  | Postponement | 144 |  | TRUE
Stations |  | AUTO_5 |  | X-Mod | 144 |  | TRUE
Stations |  | AUTO_6 |  | Align-X | 144 |  | TRUE
Stations |  | AUTO_7 |  | SSA MINT | 144 |  | TRUE
Stations |  | AUTO_8 |  | Modular Phase Noise | 144 |  | TRUE
Stations |  | AUTO_9 |  | PNA-X | 144 |  | TRUE
Stations |  | AUTO_10 |  | Peanuts Phase Noise | 1296 |  | TRUE
Stations |  | AUTO_11 |  | X-Mod2 | 144 |  | TRUE
Stations |  | AUTO_12 |  | Hi Pot | 144 |  | TRUE
Stations |  | AUTO_13 |  | VXG Channel | 144 |  | TRUE
Stations |  | AUTO_14 |  | Racer Channel | 144 |  | TRUE